## all_thermal
Line Ref No. | Owner, Operator and/or Billing Organization | Station Unit | Zone | PTID | Town | Cnty | St | In-Service (YYYY-MM-DD) | Name Plate Rating (MW) | 2018 CRIS Summer (MW) | 2018 CRIS Winter (MW) | 2018 Capability Summer (MW) | 2018 Capability Winter (MW) | Dual Fuel | Unit Type | Fuel Type Primary | Fuel Type Secondary | 2017 Net Energy (GWh) | Note | Combinned | CAMD_Facility_Name | CAMD_Plant_ID | CAMD_Unit_ID | CAMD_Generator_ID | CAMD_Nameplate_Capacity | CAMD_Fuel_Type | EIA_Plant_Name | EIA_Plant_ID | EIA_Generator_ID | EIA_Nameplate_Capacity | EIA_Boiler_ID | EIA_Unit_Type | EIA_Fuel_Type | EIA_Latitude | EIA_Longitude
R1100 | Consolidated Edison Co. of NY, Inc. | 59 St. GT 1 | J | 24138 | Manhattan | 061 | 36 | 1969-06-01 | 17.1 | 15.4 | 20.1 | 15.4 | 22.2 | YES | GT | KER | NG | 0.0928 |  |  | 59th Street | 2503 | CT0001 | GT1 | 17.1 | Other Oil | 59th Street | 2503 | GT1 | 17.1 |  | GT | NG | 40.7713 | -73.9912
R1101 | Consolidated Edison Co. of NY, Inc. | 74 St. GT 1 | J | 24260 | Manhattan | 061 | 36 | 1968-10-01 | 18.5 | 19 | 23.5 | 17.9 | 21.3 |  | GT | KER |  | 0.238 |  |  | 74th Street | 2504 | CT0001 | GT1 | 18.6 | Other Oil | 74th Street | 2504 | GT1 | 18.5 |  | GT | KER | 40.768 | -73.9515
R1102 | Consolidated Edison Co. of NY, Inc. | 74 St. GT 2 | J | 24261 | Manhattan | 061 | 36 | 1968-10-01 | 18.5 | 20.1 | 25.7 | 20 | 20.2 |  | GT | KER |  | 0.266 |  |  | 74th Street | 2504 | CT0002 | GT2 | 18.6 | Other Oil | 74th Street | 2504 | GT2 | 18.5 |  | GT | KER | 40.768 | -73.9515
R1483 | New York State Elec. & Gas Corp. | AA Dairy | C | 5013 | Ithaca | 109 | 36 | 1998-06-01 | 0.1 | 0 | 0 | 0 | 0 |  | IC | MTE
R1001 | Albany Energy LLC | Albany LFGE | F | 323615 | Albany | 001 | 36 | 1998-05-01 | 5.6 | 4.5 | 4.5 | 5.6 | 5.6 |  | IC | MTE |  | 26.4114
| Seneca Power Partners, L.P. | Allegany | B | 23514 | Hume | 003 | 36 | 1995-03-01 | 67 | 62.9 | 82.2 | 62.5 | 62 |  | CC | NG |  | 33.141 |  | Y | Allegany Station No. 133 | 10619 | 00001 | 1 | 42 | Pipeline Natural Gas | Allegany Cogen | 7784 | 1 | 42 |  | CT | NG | 42.5027 | -78.0686
R1689 | Seneca Power Partners, L.P. | Allegany | B | 23514 | Hume | 003 | 36 | 1995-03-01 | 67 | 62.9 | 82.2 | 62.5 | 62 |  | CC | NG |  | 33.141 |  | Y | Allegany Station No. 133 | 10619 | 00001 | 2 | 25 | Pipeline Natural Gas | Allegany Cogen | 7784 | 2 | 25 |  | CA | NG | 42.5027 | -78.0686
R1533 | Niagara Mohawk Power Corp. | Allied Frozen Storage | A | 23774 | Cheektowaga | 029 | 36 | 2008-05-01 | 0.1 | 0 | 0 | 0 | 0 |  | IC | NG |  | 0.014
| Covanta Niagara, LP | American Ref-Fuel 1 | A | 24010 | Niagara | 063 | 36 | 1993-05-01 | 25 | 19.6 | 19.6 | 15.85 | 15.2 |  | ST | REF |  | 216.048 | ( G ) | Y | Covanta Niagara | 50472 | R1B01 | GEN1 | 25 | Natural Gas | Covanta Niagara I, LLC | 50472 | GEN1 | 25 | BLR1 | ST | MSW | 43.0839 | -79.0056
R1120 | Covanta Niagara, LP | American Ref-Fuel 1 | A | 24010 | Niagara | 063 | 36 | 1993-05-01 | 25 | 19.6 | 19.6 | 15.85 | 15.2 |  | ST | REF |  | 216.048 | ( G ) | Y | Covanta Niagara | 50472 | R1B01 | GEN2 | 25 | Natural Gas | Covanta Niagara I, LLC | 50472 | GEN2 | 25 | BLR1 | ST | MSW | 43.0839 | -79.0056
| Covanta Niagara, LP | American Ref-Fuel 2 | A | 24010 | Niagara | 063 | 36 | 1993-05-01 | 25 | 19.6 | 19.6 | 15.85 | 15.2 |  | ST | REF |  |  |  | Y | Covanta Niagara | 50472 | R1B02 | GEN1 | 25 | Pipeline Natural Gas | Covanta Niagara I, LLC | 50472 | GEN1 | 25 | BLR2 | ST | MSW | 43.0839 | -79.0056
R1121 | Covanta Niagara, LP | American Ref-Fuel 2 | A | 24010 | Niagara | 063 | 36 | 1993-05-01 | 25 | 19.6 | 19.6 | 15.85 | 15.2 |  | ST | REF |  |  |  | Y | Covanta Niagara | 50472 | R1B02 | GEN2 | 25 | Pipeline Natural Gas | Covanta Niagara I, LLC | 50472 | GEN2 | 25 | BLR2 | ST | MSW | 43.0839 | -79.0056
R1637 | NRG Power Marketing LLC | Arthur Kill GT 1 | J | 23520 | Staten Island | 085 | 36 | 1970-06-01 | 20 | 16.5 | 21.6 | 11.9 | 13.7 |  | GT | NG |  | 0.36117 |  |  | Arthur Kill | 2490 | CT0001 | GT1 | 16.3 | Pipeline Natural Gas | Arthur Kill Generating Station | 2490 | GT1 | 18 |  | GT | NG | 40.5916 | -74.2
R1638 | NRG Power Marketing LLC | Arthur Kill ST 2 | J | 23512 | Staten Island | 085 | 36 | 1959-08-01 | 376.2 | 357.7 | 357.7 | 334.7 | 341.8 |  | ST | NG |  | 563.628 |  |  | Arthur Kill | 2490 | 20 | 2 | 376.2 | Pipeline Natural Gas | Arthur Kill Generating Station | 2490 | 2 | 342 | 20 | ST | NG | 40.5916 | -74.2
R1639 | NRG Power Marketing LLC | Arthur Kill ST 3 | J | 23513 | Staten Island | 085 | 36 | 1969-06-01 | 535.5 | 518 | 518 | 515.7 | 522.9 |  | ST | NG |  | 263.129 |  |  | Arthur Kill | 2490 | 30 | 3 | 535.5 | Pipeline Natural Gas | Arthur Kill Generating Station | 2490 | 3 | 535.5 | 30 | ST | NG | 40.5916 | -74.2
R1006 | Astoria Generating Company L.P. | Astoria 2 | J | 24149 | Queens | 081 | 36 | 1954-03-01 | 180 | 177 | 177 | 172.8 | 170.6 |  | ST | NG |  | 4.122 |  |  | Astoria Generating Station | 8906 | 20 | 2 | 200 | Pipeline Natural Gas | Astoria Generating Station | 8906 | 2 | 180 | 20 | ST | NG | 40.7877 | -73.9126
| Astoria Generating Company L.P. | Astoria 3 | J | 23516 | Queens | 081 | 36 | 1958-09-01 | 376 | 369.9 | 369.9 | 376.8 | 374.6 | YES | ST | FO6 | NG | 274.8317 |  | Y | Astoria Generating Station | 8906 | 31RH | 3 | 376.2 | Pipeline Natural Gas | Astoria Generating Station | 8906 | 3 | 376 |  | ST | NG | 40.7877 | -73.9126
R1007 | Astoria Generating Company L.P. | Astoria 3 | J | 23516 | Queens | 081 | 36 | 1958-09-01 | 376 | 369.9 | 369.9 | 376.8 | 374.6 | YES | ST | FO6 | NG | 274.8317 |  | Y | Astoria Generating Station | 8906 | 32SH | 3 | 376.2 | Pipeline Natural Gas | Astoria Generating Station | 8906 | 3 | 376 |  | ST | NG | 40.7877 | -73.9126
| Astoria Generating Company L.P. | Astoria 5 | J | 23518 | Queens | 081 | 36 | 1962-05-01 | 387 | 376.3 | 376.3 | 378.4 | 387.7 | YES | ST | FO6 | NG | 500.7052 |  | Y | Astoria Generating Station | 8906 | 51RH | ST5 | 387.2 | Pipeline Natural Gas | Astoria Generating Station | 8906 | ST5 | 387 |  | ST | NG | 40.7877 | -73.9126
R1008 | Astoria Generating Company L.P. | Astoria 5 | J | 23518 | Queens | 081 | 36 | 1962-05-01 | 387 | 376.3 | 376.3 | 378.4 | 387.7 | YES | ST | FO6 | NG | 500.7052 |  | Y | Astoria Generating Station | 8906 | 52SH | ST5 | 387.2 | Pipeline Natural Gas | Astoria Generating Station | 8906 | ST5 | 387 |  | ST | NG | 40.7877 | -73.9126
| New York Power Authority | Astoria CC 1 | J | 323568 | Queens | 081 | 36 | 2006-01-01 | 288 | 246.2 | 270.2 | 234.2 | 260 | YES | CC | NG | FO2 | 2242.2893 | ( G ) | Y | Poletti 500 MW CC | 56196 | CTG7A | CA01 | 188 | Pipeline Natural Gas | 500MW CC | 56196 | CA01 | 188 | 7A | CA | NG | 40.7889 | -73.9069
R1447 | New York Power Authority | Astoria CC 1 | J | 323568 | Queens | 081 | 36 | 2006-01-01 | 288 | 246.2 | 270.2 | 234.2 | 260 | YES | CC | NG | FO2 | 2242.2893 | ( G ) | Y | Poletti 500 MW CC | 56196 | CTG7A | CT01 | 170 | Pipeline Natural Gas | 500MW CC | 56196 | CT01 | 170 |  | CT | NG | 40.7889 | -73.9069
| New York Power Authority | Astoria CC 2 | J | 323569 | Queens | 081 | 36 | 2006-01-01 | 288 | 246.2 | 270.2 | 234.2 | 260 | YES | CC | NG | FO2 |  |  | Y | Poletti 500 MW CC | 56196 | CTG7B | CA01 | 188 | Pipeline Natural Gas | 500MW CC | 56196 | CA01 | 188 | 7B | CA | NG | 40.7889 | -73.9069
R1448 | New York Power Authority | Astoria CC 2 | J | 323569 | Queens | 081 | 36 | 2006-01-01 | 288 | 246.2 | 270.2 | 234.2 | 260 | YES | CC | NG | FO2 |  |  | Y | Poletti 500 MW CC | 56196 | CTG7B | CT02 | 170 | Pipeline Natural Gas | 500MW CC | 56196 | CT02 | 170 |  | CT | NG | 40.7889 | -73.9069
| Astoria Energy, LLC | Astoria East Energy - CC1 | J | 323581 | Queens | 081 | 36 | 2006-04-01 | 320 | 292.6 | 355.3 | 290.9 | 328.4 | YES | CC | NG | FO2 | 3251.76 | ( G ) | Y | Astoria Energy | 55375 | CT1 | CT1 | 170 | Pipeline Natural Gas | Astoria Energy | 55375 | CT1 | 170 |  | CT | NG | 40.7825 | -73.8964
R1004 | Astoria Energy, LLC | Astoria East Energy - CC1 | J | 323581 | Queens | 081 | 36 | 2006-04-01 | 320 | 292.6 | 355.3 | 290.9 | 328.4 | YES | CC | NG | FO2 | 3251.76 | ( G ) | Y | Astoria Energy | 55375 | CT1 | ST1 | 180 | Pipeline Natural Gas | Astoria Energy | 55375 | ST1 | 255 | HRSG1 | CA | NG | 40.7825 | -73.8964
| Astoria Energy, LLC | Astoria East Energy - CC2 | J | 323582 | Queens | 081 | 36 | 2006-04-01 | 320 | 292.6 | 355.3 | 290.9 | 328.4 | YES | CC | NG | FO2 |  |  | Y | Astoria Energy | 55375 | CT2 | CT2 | 170 | Pipeline Natural Gas | Astoria Energy | 55375 | CT2 | 170 |  | CT | NG | 40.7825 | -73.8964
R1005 | Astoria Energy, LLC | Astoria East Energy - CC2 | J | 323582 | Queens | 081 | 36 | 2006-04-01 | 320 | 292.6 | 355.3 | 290.9 | 328.4 | YES | CC | NG | FO2 |  |  | Y | Astoria Energy | 55375 | CT2 | ST1 | 180 | Pipeline Natural Gas | Astoria Energy | 55375 | ST1 | 255 | HRSG2 | CA | NG | 40.7825 | -73.8964
| Astoria Energy II, LLC | Astoria Energy 2 - CC3 | J | 323677 | Queens | 081 | 36 | 2011-07-01 | 330 | 288 | 376.3 | 286 | 329.4 | YES | CC | NG | FO2 | 2568.84 | ( G ) | Y | Astoria Energy | 55375 | CT3 | CT3 | 170 | Pipeline Natural Gas | Astoria Energy II | 57664 | CT3 | 200 |  | CT | NG | 40.7813 | -73.8966
R1002 | Astoria Energy II, LLC | Astoria Energy 2 - CC3 | J | 323677 | Queens | 081 | 36 | 2011-07-01 | 330 | 288 | 376.3 | 286 | 329.4 | YES | CC | NG | FO2 | 2568.84 | ( G ) | Y | Astoria Energy | 55375 | CT3 | ST2 | 180 | Pipeline Natural Gas | Astoria Energy II | 57664 | ST2 | 250 | HRSG3 | CA | NG | 40.7813 | -73.8966
| Astoria Energy II, LLC | Astoria Energy 2 - CC4 | J | 323678 | Queens | 081 | 36 | 2011-07-01 | 330 | 288 | 376.3 | 286 | 329.4 | YES | CC | NG | FO2 |  |  | Y | Astoria Energy | 55375 | CT4 | CT4 | 170 | Pipeline Natural Gas | Astoria Energy II | 57664 | CT4 | 200 |  | CT | NG | 40.7813 | -73.8966
R1003 | Astoria Energy II, LLC | Astoria Energy 2 - CC4 | J | 323678 | Queens | 081 | 36 | 2011-07-01 | 330 | 288 | 376.3 | 286 | 329.4 | YES | CC | NG | FO2 |  |  | Y | Astoria Energy | 55375 | CT4 | ST2 | 180 | Pipeline Natural Gas | Astoria Energy II | 57664 | ST2 | 250 | HRSG4 | CA | NG | 40.7813 | -73.8966
R1009 | Astoria Generating Company L.P. | Astoria GT 01 | J | 23523 | Queens | 081 | 36 | 1967-07-01 | 16 | 15.7 | 20.5 | 14 | 18.9 |  | GT | NG |  | 0.71135 |  |  | Astoria Generating Station | 8906 | CT0001 | 1 | 15 | Pipeline Natural Gas | Astoria Generating Station | 8906 | 1 | 15 |  | GT | NG
R1640 | NRG Power Marketing LLC | Astoria GT 2-1 | J | 24094 | Queens | 081 | 36 | 1970-06-01 | 46.5 | 41.2 | 50.7 | 35.8 | 44.6 | YES | JE | KER | NG | 3.244 |  | Y | Astoria Gas Turbine Power | 55243 | CT2-1A | 2-1 | 40 | Pipeline Natural Gas | Astoria Gas Turbines | 55243 | 2-1 | 41.9 |  | GT | NG | 40.787 | -73.9048
R1640 | NRG Power Marketing LLC | Astoria GT 2-1 | J | 24094 | Queens | 081 | 36 | 1970-06-01 | 46.5 | 41.2 | 50.7 | 35.8 | 44.6 | YES | JE | KER | NG | 3.244 |  | Y | Astoria Gas Turbine Power | 55243 | CT2-1B | 2-1 | 40 | Pipeline Natural Gas | Astoria Gas Turbines | 55243 | 2-1 | 41.9 |  | GT | NG | 40.787 | -73.9048
R1641 | NRG Power Marketing LLC | Astoria GT 2-2 | J | 24095 | Queens | 081 | 36 | 1970-06-01 | 46.5 | 42.4 | 52.2 | 34.1 | 44.6 | YES | JE | KER | NG | 1.881 |  | Y | Astoria Gas Turbine Power | 55243 | CT2-2A | 2-2 | 40 | Pipeline Natural Gas | Astoria Gas Turbines | 55243 | 2-2 | 41.9 |  | GT | NG | 40.787 | -73.9048
| NRG Power Marketing LLC | Astoria GT 2-2 | J | 24095 | Queens | 081 | 36 | 1970-06-01 | 46.5 | 42.4 | 52.2 | 34.1 | 44.6 | YES | JE | KER | NG | 1.881 |  | Y | Astoria Gas Turbine Power | 55243 | CT2-2B | 2-2 | 40 | Pipeline Natural Gas | Astoria Gas Turbines | 55243 | 2-2 | 41.9 |  | GT | NG | 40.787 | -73.9048
R1642 | NRG Power Marketing LLC | Astoria GT 2-3 | J | 24096 | Queens | 081 | 36 | 1970-06-01 | 46.5 | 41.2 | 50.7 | 35.5 | 45.8 | YES | JE | KER | NG | 2.989 |  | Y | Astoria Gas Turbine Power | 55243 | CT2-3A | 2-3 | 40 | Pipeline Natural Gas | Astoria Gas Turbines | 55243 | 2-3 | 41.9 |  | GT | NG | 40.787 | -73.9048
| NRG Power Marketing LLC | Astoria GT 2-3 | J | 24096 | Queens | 081 | 36 | 1970-06-01 | 46.5 | 41.2 | 50.7 | 35.5 | 45.8 | YES | JE | KER | NG | 2.989 |  | Y | Astoria Gas Turbine Power | 55243 | CT2-3B | 2-3 | 40 | Pipeline Natural Gas | Astoria Gas Turbines | 55243 | 2-3 | 41.9 |  | GT | NG | 40.787 | -73.9048
R1643 | NRG Power Marketing LLC | Astoria GT 2-4 | J | 24097 | Queens | 081 | 36 | 1970-06-01 | 46.5 | 41 | 50.5 | 35.2 | 45.5 | YES | JE | KER | NG | 2.271 |  | Y | Astoria Gas Turbine Power | 55243 | CT2-4A | 2-4 | 40 | Pipeline Natural Gas | Astoria Gas Turbines | 55243 | 2-4 | 41.9 |  | GT | NG | 40.787 | -73.9048
| NRG Power Marketing LLC | Astoria GT 2-4 | J | 24097 | Queens | 081 | 36 | 1970-06-01 | 46.5 | 41 | 50.5 | 35.2 | 45.5 | YES | JE | KER | NG | 2.271 |  | Y | Astoria Gas Turbine Power | 55243 | CT2-4B | 2-4 | 40 | Pipeline Natural Gas | Astoria Gas Turbines | 55243 | 2-4 | 41.9 |  | GT | NG | 40.787 | -73.9048
R1644 | NRG Power Marketing LLC | Astoria GT 3-1 | J | 24098 | Queens | 081 | 36 | 1970-06-01 | 46.5 | 41.2 | 50.7 | 33.2 | 43.3 | YES | JE | KER | NG | 1.92 |  | Y | Astoria Gas Turbine Power | 55243 | CT3-1A | 3-1 | 40 | Pipeline Natural Gas | Astoria Gas Turbines | 55243 | 3-1 | 41.9 |  | GT | NG | 40.787 | -73.9048
| NRG Power Marketing LLC | Astoria GT 3-1 | J | 24098 | Queens | 081 | 36 | 1970-06-01 | 46.5 | 41.2 | 50.7 | 33.2 | 43.3 | YES | JE | KER | NG | 1.92 |  | Y | Astoria Gas Turbine Power | 55243 | CT3-1B | 3-1 | 40 | Pipeline Natural Gas | Astoria Gas Turbines | 55243 | 3-1 | 41.9 |  | GT | NG | 40.787 | -73.9048
R1645 | NRG Power Marketing LLC | Astoria GT 3-2 | J | 24099 | Queens | 081 | 36 | 1970-06-01 | 46.5 | 43.5 | 53.5 | 34.8 | 44.3 | YES | JE | KER | NG | 2.849 |  | Y | Astoria Gas Turbine Power | 55243 | CT3-2A | 3-2 | 40 | Pipeline Natural Gas | Astoria Gas Turbines | 55243 | 3-2 | 41.9 |  | GT | NG | 40.787 | -73.9048
| NRG Power Marketing LLC | Astoria GT 3-2 | J | 24099 | Queens | 081 | 36 | 1970-06-01 | 46.5 | 43.5 | 53.5 | 34.8 | 44.3 | YES | JE | KER | NG | 2.849 |  | Y | Astoria Gas Turbine Power | 55243 | CT3-2B | 3-2 | 40 | Pipeline Natural Gas | Astoria Gas Turbines | 55243 | 3-2 | 41.9 |  | GT | NG | 40.787 | -73.9048
R1646 | NRG Power Marketing LLC | Astoria GT 3-3 | J | 24100 | Queens | 081 | 36 | 1970-06-01 | 46.5 | 43 | 52.9 | 34.5 | 44.3 | YES | JE | KER | NG | 2.238 |  | Y | Astoria Gas Turbine Power | 55243 | CT3-3A | 3-3 | 40 | Pipeline Natural Gas | Astoria Gas Turbines | 55243 | 3-3 | 41.9 |  | GT | NG | 40.787 | -73.9048
| NRG Power Marketing LLC | Astoria GT 3-3 | J | 24100 | Queens | 081 | 36 | 1970-06-01 | 46.5 | 43 | 52.9 | 34.5 | 44.3 | YES | JE | KER | NG | 2.238 |  | Y | Astoria Gas Turbine Power | 55243 | CT3-3B | 3-3 | 40 | Pipeline Natural Gas | Astoria Gas Turbines | 55243 | 3-3 | 41.9 |  | GT | NG | 40.787 | -73.9048
R1647 | NRG Power Marketing LLC | Astoria GT 3-4 | J | 24101 | Queens | 081 | 36 | 1970-06-01 | 46.5 | 43 | 52.9 | 36 | 45.1 | YES | JE | KER | NG | 3.488 |  | Y | Astoria Gas Turbine Power | 55243 | CT3-4A | 3-4 | 40 | Pipeline Natural Gas | Astoria Gas Turbines | 55243 | 3-4 | 41.9 |  | GT | NG | 40.787 | -73.9048
| NRG Power Marketing LLC | Astoria GT 3-4 | J | 24101 | Queens | 081 | 36 | 1970-06-01 | 46.5 | 43 | 52.9 | 36 | 45.1 | YES | JE | KER | NG | 3.488 |  | Y | Astoria Gas Turbine Power | 55243 | CT3-4B | 3-4 | 40 | Pipeline Natural Gas | Astoria Gas Turbines | 55243 | 3-4 | 41.9 |  | GT | NG | 40.787 | -73.9048
R1648 | NRG Power Marketing LLC | Astoria GT 4-1 | J | 24102 | Queens | 081 | 36 | 1970-07-01 | 46.5 | 42.6 | 52.4 | 34.7 | 45.6 | YES | JE | KER | NG | 1.582 |  | Y | Astoria Gas Turbine Power | 55243 | CT4-1A | 4-1 | 40 | Pipeline Natural Gas | Astoria Gas Turbines | 55243 | 4-1 | 41.9 |  | GT | NG | 40.787 | -73.9048
| NRG Power Marketing LLC | Astoria GT 4-1 | J | 24102 | Queens | 081 | 36 | 1970-07-01 | 46.5 | 42.6 | 52.4 | 34.7 | 45.6 | YES | JE | KER | NG | 1.582 |  | Y | Astoria Gas Turbine Power | 55243 | CT4-1B | 4-1 | 40 | Pipeline Natural Gas | Astoria Gas Turbines | 55243 | 4-1 | 41.9 |  | GT | NG | 40.787 | -73.9048
R1649 | NRG Power Marketing LLC | Astoria GT 4-2 | J | 24103 | Queens | 081 | 36 | 1970-07-01 | 46.5 | 41.4 | 51 | 33.9 | 44.8 | YES | JE | KER | NG | 1.786 |  | Y | Astoria Gas Turbine Power | 55243 | CT4-2A | 4-2 | 40 | Pipeline Natural Gas | Astoria Gas Turbines | 55243 | 4-2 | 41.9 |  | GT | NG | 40.787 | -73.9048
| NRG Power Marketing LLC | Astoria GT 4-2 | J | 24103 | Queens | 081 | 36 | 1970-07-01 | 46.5 | 41.4 | 51 | 33.9 | 44.8 | YES | JE | KER | NG | 1.786 |  | Y | Astoria Gas Turbine Power | 55243 | CT4-2B | 4-2 | 40 | Pipeline Natural Gas | Astoria Gas Turbines | 55243 | 4-2 | 41.9 |  | GT | NG | 40.787 | -73.9048
R1650 | NRG Power Marketing LLC | Astoria GT 4-3 | J | 24104 | Queens | 081 | 36 | 1970-07-01 | 46.5 | 41.1 | 50.6 | 34.6 | 44.9 | YES | JE | KER | NG | 3.715 |  | Y | Astoria Gas Turbine Power | 55243 | CT4-3A | 4-3 | 40 | Pipeline Natural Gas | Astoria Gas Turbines | 55243 | 4-3 | 41.9 |  | GT | NG | 40.787 | -73.9048
| NRG Power Marketing LLC | Astoria GT 4-3 | J | 24104 | Queens | 081 | 36 | 1970-07-01 | 46.5 | 41.1 | 50.6 | 34.6 | 44.9 | YES | JE | KER | NG | 3.715 |  | Y | Astoria Gas Turbine Power | 55243 | CT4-3B | 4-3 | 40 | Pipeline Natural Gas | Astoria Gas Turbines | 55243 | 4-3 | 41.9 |  | GT | NG | 40.787 | -73.9048
R1651 | NRG Power Marketing LLC | Astoria GT 4-4 | J | 24105 | Queens | 081 | 36 | 1970-07-01 | 46.5 | 42.8 | 52.7 | 33 | 45.1 | YES | JE | KER | NG | 1.497 |  | Y | Astoria Gas Turbine Power | 55243 | CT4-4A | 4-4 | 40 | Pipeline Natural Gas | Astoria Gas Turbines | 55243 | 4-4 | 41.9 |  | GT | NG | 40.787 | -73.9048
| NRG Power Marketing LLC | Astoria GT 4-4 | J | 24105 | Queens | 081 | 36 | 1970-07-01 | 46.5 | 42.8 | 52.7 | 33 | 45.1 | YES | JE | KER | NG | 1.497 |  | Y | Astoria Gas Turbine Power | 55243 | CT4-4B | 4-4 | 40 | Pipeline Natural Gas | Astoria Gas Turbines | 55243 | 4-4 | 41.9 |  | GT | NG | 40.787 | -73.9048
R1442 | New Athens Generating Company, LLC | Athens 1 | F | 23668 | Athens | 039 | 36 | 2004-05-01 | 441 | 316.6 | 399.9 | 333.5 | 401.8 | YES | CC | NG | FO2 | 1697.8407 |  | Y | Athens Generating Company | 55405 | 1 | CT1 | 300 | Pipeline Natural Gas | Athens Generating Plant | 55405 | CT1 | 270.3 |  | CT | NG | 42.2728 | -73.8492
| New Athens Generating Company, LLC | Athens 1 | F | 23668 | Athens | 039 | 36 | 2004-05-01 | 441 | 316.6 | 399.9 | 333.5 | 401.8 | YES | CC | NG | FO2 | 1697.8407 |  | Y | Athens Generating Company | 55405 | 1 | ST1 | 141 | Pipeline Natural Gas | Athens Generating Plant | 55405 | ST1 | 136.9 | HRSG01 | CA | NG | 42.2728 | -73.8492
R1443 | New Athens Generating Company, LLC | Athens 2 | F | 23670 | Athens | 039 | 36 | 2004-05-01 | 441 | 315.6 | 398.6 | 329.5 | 406.9 | YES | CC | NG | FO2 | 1045.5593 |  | Y | Athens Generating Company | 55405 | 2 | CT2 | 300 | Pipeline Natural Gas | Athens Generating Plant | 55405 | CT2 | 270.3 |  | CT | NG | 42.2728 | -73.8492
| New Athens Generating Company, LLC | Athens 2 | F | 23670 | Athens | 039 | 36 | 2004-05-01 | 441 | 315.6 | 398.6 | 329.5 | 406.9 | YES | CC | NG | FO2 | 1045.5593 |  | Y | Athens Generating Company | 55405 | 2 | ST2 | 141 | Pipeline Natural Gas | Athens Generating Plant | 55405 | ST2 | 136.9 | HRSG02 | CA | NG | 42.2728 | -73.8492
R1444 | New Athens Generating Company, LLC | Athens 3 | F | 23677 | Athens | 039 | 36 | 2004-05-01 | 441 | 312.8 | 395.1 | 331.1 | 394.1 | YES | CC | NG | FO2 | 1147.4236 |  | Y | Athens Generating Company | 55405 | 3 | CT3 | 300 | Pipeline Natural Gas | Athens Generating Plant | 55405 | CT3 | 270.3 |  | CT | NG | 42.2728 | -73.8492
| New Athens Generating Company, LLC | Athens 3 | F | 23677 | Athens | 039 | 36 | 2004-05-01 | 441 | 312.8 | 395.1 | 331.1 | 394.1 | YES | CC | NG | FO2 | 1147.4236 |  | Y | Athens Generating Company | 55405 | 3 | ST3 | 141 | Pipeline Natural Gas | Athens Generating Plant | 55405 | ST3 | 136.9 | HRSG03 | CA | NG | 42.2728 | -73.8492
R1490 | New York State Elec. & Gas Corp. | Auburn - State St. | C | 24147 | Auburn | 011 | 36 | 1995-01-01 | 7.4 | 5.8 | 8.2 | 3.7 | 7.3 |  | GT | NG |  | 0.101
R1353 | Innovative Energy Systems, Inc. | Auburn LFG | C | 323710 | Auburn | 011 | 36 | 2010-01-01 | 2.1 | 0 | 0 | 0 | 0 |  | IC | MTE |  | 0 | ( 8 ) ( R )
R1366 | Long Island Power Authority | Babylon (RR) | K | 323704 | Babylon | 103 | 36 | 1989-04-01 | 17 | 15.5 | 15.5 | 14.8 | 14.7 |  | ST | REF |  | 114.814
R1367 | Long Island Power Authority | Barrett 03 | K | 23706 | Island Park | 059 | 36 | 1970-06-01 | 18 | 17.9 | 23.4 | 16.3 | 19.8 | YES | GT | NG | FO2 | 3.725 |  |  | E F Barrett | 2511 | U00006 | 3 | 18 | Pipeline Natural Gas | E F Barrett | 2511 | 3 | 18 |  | GT | NG | 40.6167 | -73.6479
R1368 | Long Island Power Authority | Barrett 04 | K | 23707 | Island Park | 059 | 36 | 1970-07-01 | 18 | 17.7 | 23.1 | 16.6 | 19.8 | YES | GT | NG | FO2 | 4.616 |  |  | E F Barrett | 2511 | U00007 | 4 | 18 | Pipeline Natural Gas | E F Barrett | 2511 | 4 | 18 |  | GT | NG | 40.6167 | -73.6479
R1369 | Long Island Power Authority | Barrett 05 | K | 23708 | Island Park | 059 | 36 | 1970-07-01 | 18 | 17.8 | 23.3 | 15.4 | 20.7 | YES | GT | NG | FO2 | 3.374 |  |  | E F Barrett | 2511 | U00008 | 5 | 18 | Pipeline Natural Gas | E F Barrett | 2511 | 5 | 18 |  | GT | NG | 40.6167 | -73.6479
R1370 | Long Island Power Authority | Barrett 06 | K | 23709 | Island Park | 059 | 36 | 1970-07-01 | 18 | 17.8 | 23.3 | 17.2 | 19.7 | YES | GT | NG | FO2 | 2.257 |  |  | E F Barrett | 2511 | U00009 | 6 | 18 | Pipeline Natural Gas | E F Barrett | 2511 | 6 | 18 |  | GT | NG | 40.6167 | -73.6479
R1371 | Long Island Power Authority | Barrett 08 | K | 23711 | Island Park | 059 | 36 | 1970-07-01 | 18 | 17.3 | 22.6 | 15.9 | 20.3 | YES | GT | NG | FO2 | 2.929 |  |  | E F Barrett | 2511 | U00011 | 8 | 18 | Pipeline Natural Gas | E F Barrett | 2511 | 8 | 18 |  | GT | NG | 40.6167 | -73.6479
R1372 | Long Island Power Authority | Barrett 09 | K | 23700 | Island Park | 059 | 36 | 1971-06-01 | 41.8 | 43.4 | 55.2 | 40.7 | 49.9 | YES | JE | NG | FO2 | 9.686 |  |  | E F Barrett | 2511 | U00012 | 9 | 41.9 | Pipeline Natural Gas | E F Barrett | 2511 | 9 | 41.8 |  | GT | NG | 40.6167 | -73.6479
| Long Island Power Authority | Barrett 09 | K | 23700 | Island Park | 059 | 36 | 1971-06-01 | 41.8 | 43.4 | 55.2 | 40.7 | 49.9 | YES | JE | NG | FO2 | 9.686 |  |  | E F Barrett | 2511 | U00013 | 9 | 41.9 | Pipeline Natural Gas | E F Barrett | 2511 | 9 | 41.8 |  | GT | NG | 40.6167 | -73.6479
R1373 | Long Island Power Authority | Barrett 10 | K | 23701 | Island Park | 059 | 36 | 1971-06-01 | 41.8 | 42.7 | 54.3 | 41.6 | 50.4 | YES | JE | NG | FO2 | 8.869 |  | Y | E F Barrett | 2511 | U00014 | 10 | 41.9 | Pipeline Natural Gas | E F Barrett | 2511 | 10 | 41.8 |  | GT | NG | 40.6167 | -73.6479
| Long Island Power Authority | Barrett 10 | K | 23701 | Island Park | 059 | 36 | 1971-06-01 | 41.8 | 42.7 | 54.3 | 41.6 | 50.4 | YES | JE | NG | FO2 | 8.869 |  | Y | E F Barrett | 2511 | U00015 | 10 | 41.9 | Pipeline Natural Gas | E F Barrett | 2511 | 10 | 41.8 |  | GT | NG | 40.6167 | -73.6479
R1374 | Long Island Power Authority | Barrett 11 | K | 23702 | Island Park | 059 | 36 | 1971-06-01 | 41.8 | 43.3 | 55.1 | 41.2 | 49.9 | YES | JE | NG | FO2 | 19.172 |  | Y | E F Barrett | 2511 | U00016 | 11 | 41.9 | Pipeline Natural Gas | E F Barrett | 2511 | 11 | 41.8 |  | GT | NG | 40.6167 | -73.6479
| Long Island Power Authority | Barrett 11 | K | 23702 | Island Park | 059 | 36 | 1971-06-01 | 41.8 | 43.3 | 55.1 | 41.2 | 49.9 | YES | JE | NG | FO2 | 19.172 |  | Y | E F Barrett | 2511 | U00017 | 11 | 41.9 | Pipeline Natural Gas | E F Barrett | 2511 | 11 | 41.8 |  | GT | NG | 40.6167 | -73.6479
R1375 | Long Island Power Authority | Barrett 12 | K | 23703 | Island Park | 059 | 36 | 1971-06-01 | 41.8 | 44 | 56 | 40.7 | 50.4 | YES | JE | NG | FO2 | 14.397 |  | Y | E F Barrett | 2511 | U00018 | 12 | 41.9 | Pipeline Natural Gas | E F Barrett | 2511 | 12 | 41.8 |  | GT | NG | 40.6167 | -73.6479
| Long Island Power Authority | Barrett 12 | K | 23703 | Island Park | 059 | 36 | 1971-06-01 | 41.8 | 44 | 56 | 40.7 | 50.4 | YES | JE | NG | FO2 | 14.397 |  | Y | E F Barrett | 2511 | U00019 | 12 | 41.9 | Pipeline Natural Gas | E F Barrett | 2511 | 12 | 41.8 |  | GT | NG | 40.6167 | -73.6479
R1376 | Long Island Power Authority | Barrett GT 01 | K | 23704 | Island Park | 059 | 36 | 1970-06-01 | 18 | 18.1 | 23.6 | 17.9 | 20.4 | YES | GT | NG | FO2 | 5.52 |  |  | E F Barrett | 2511 | U00004 | GT1 | 18 | Pipeline Natural Gas | E F Barrett | 2511 | GT1 | 18 |  | GT | NG | 40.6167 | -73.6479
R1377 | Long Island Power Authority | Barrett GT 02 | K | 23705 | Island Park | 059 | 36 | 1970-06-01 | 18 | 17.4 | 22.7 | 16.9 | 20.3 | YES | GT | NG | FO2 | 2.373 |  |  | E F Barrett | 2511 | U00005 | GT2 | 18 | Pipeline Natural Gas | E F Barrett | 2511 | GT2 | 18 |  | GT | NG | 40.6167 | -73.6479
R1378 | Long Island Power Authority | Barrett ST 01 | K | 23545 | Island Park | 059 | 36 | 1956-11-01 | 188 | 200.2 | 200.2 | 194.7 | 197.5 | YES | ST | NG | FO6 | 847.444 |  |  | E F Barrett | 2511 | 10 | ST1 | 175 | Pipeline Natural Gas | E F Barrett | 2511 | ST1 | 188 | 10 | ST | NG | 40.6167 | -73.6479
R1379 | Long Island Power Authority | Barrett ST 02 | K | 23546 | Island Park | 059 | 36 | 1963-10-01 | 188 | 197.5 | 197.5 | 193.7 | 192.5 | YES | ST | NG | FO6 | 433.324 |  |  | E F Barrett | 2511 | 20 | ST2 | 175 | Pipeline Natural Gas | E F Barrett | 2511 | ST2 | 188 | 20 | ST | NG | 40.6167 | -73.6479
| Seneca Power Partners, L.P. | Batavia | B | 24024 | Batavia | 037 | 36 | 1992-06-01 | 67.3 | 57.1 | 71.7 | 48.8 | 59.6 |  | CC | NG |  | 20.2012 |  | Y | Batavia Energy | 54593 | 1 | GEN1 | 47.7 | Pipeline Natural Gas | Batavia Power Plant | 54593 | GEN1 | 47.7 |  | CT | NG | 42.9828 | -78.1592
R1690 | Seneca Power Partners, L.P. | Batavia | B | 24024 | Batavia | 037 | 36 | 1992-06-01 | 67.3 | 57.1 | 71.7 | 48.8 | 59.6 |  | CC | NG |  | 20.2012 |  | Y | Batavia Energy | 54593 | 1 | GEN2 | 18.6 | Pipeline Natural Gas | Batavia Power Plant | 54593 | GEN2 | 18.5 |  | CA | NG | 42.9828 | -78.1592
R1058 | Bayonne Energy Center, LLC | Bayonne EC CTG1 | J | 323682 | Bayonne NJ | 017 | 34 | 2012-06-01 | 64 | 64 | 66.5 | 56.3 | 62.8 | YES | JE | NG | KER | 71.088 | NJ |  | Bayonne Energy Center | 56964 | GT1 | GT1 | 64 | Pipeline Natural Gas | Bayonne Energy Center | 56964 | GT1 | 64 |  | GT | NG | 40.6528 | -74.0915
R1059 | Bayonne Energy Center, LLC | Bayonne EC CTG2 | J | 323683 | Bayonne NJ | 017 | 34 | 2012-06-01 | 64 | 64 | 66.5 | 58.5 | 62.8 | YES | JE | NG | KER | 81.652 | NJ |  | Bayonne Energy Center | 56964 | GT2 | GT2 | 64 | Pipeline Natural Gas | Bayonne Energy Center | 56964 | GT2 | 64 |  | GT | NG | 40.6528 | -74.0915
R1060 | Bayonne Energy Center, LLC | Bayonne EC CTG3 | J | 323684 | Bayonne NJ | 017 | 34 | 2012-06-01 | 64 | 64 | 66.5 | 54.7 | 62.8 | YES | JE | NG | KER | 76.118 | NJ |  | Bayonne Energy Center | 56964 | GT3 | GT3 | 64 | Pipeline Natural Gas | Bayonne Energy Center | 56964 | GT3 | 64 |  | GT | NG | 40.6528 | -74.0915
R1061 | Bayonne Energy Center, LLC | Bayonne EC CTG4 | J | 323685 | Bayonne NJ | 017 | 34 | 2012-06-01 | 64 | 64 | 66.5 | 57.7 | 61.9 | YES | JE | NG | KER | 67.921 | NJ |  | Bayonne Energy Center | 56964 | GT4 | GT4 | 64 | Pipeline Natural Gas | Bayonne Energy Center | 56964 | GT4 | 64 |  | GT | NG | 40.6528 | -74.0915
R1062 | Bayonne Energy Center, LLC | Bayonne EC CTG5 | J | 323686 | Bayonne NJ | 017 | 34 | 2012-06-01 | 64 | 64 | 66.5 | 57.6 | 63.1 | YES | JE | NG | KER | 89.648 | NJ |  | Bayonne Energy Center | 56964 | GT5 | GT5 | 64 | Pipeline Natural Gas | Bayonne Energy Center | 56964 | GT5 | 64 |  | GT | NG | 40.6528 | -74.0915
R1063 | Bayonne Energy Center, LLC | Bayonne EC CTG6 | J | 323687 | Bayonne NJ | 017 | 34 | 2012-06-01 | 64 | 64 | 66.5 | 56.9 | 62.6 | YES | JE | NG | KER | 72.827 | NJ |  | Bayonne Energy Center | 56964 | GT6 | GT6 | 64 | Pipeline Natural Gas | Bayonne Energy Center | 56964 | GT6 | 64 |  | GT | NG | 40.6528 | -74.0915
R1064 | Bayonne Energy Center, LLC | Bayonne EC CTG7 | J | 323688 | Bayonne NJ | 017 | 34 | 2012-06-01 | 64 | 64 | 66.5 | 59.2 | 63.1 | YES | JE | NG | KER | 83.817 | NJ |  | Bayonne Energy Center | 56964 | GT7 | GT7 | 64 | Pipeline Natural Gas | Bayonne Energy Center | 56964 | GT7 | 64 |  | GT | NG | 40.6528 | -74.0915
R1065 | Bayonne Energy Center, LLC | Bayonne EC CTG8 | J | 323689 | Bayonne NJ | 017 | 34 | 2012-06-01 | 64 | 64 | 66.5 | 57.3 | 62.7 | YES | JE | NG | KER | 82.727 | NJ |  | Bayonne Energy Center | 56964 | GT8 | GT8 | 64 | Pipeline Natural Gas | Bayonne Energy Center | 56964 | GT8 | 64 |  | GT | NG | 40.6528 | -74.0915
| SBF New York, LLC | Beaver Falls | E | 23983 | Beaver Falls | 049 | 36 | 1995-03-01 | 107.8 | 80.2 | 94.9 | 81.4 | 95.7 | YES | CC | NG | FO2 | 5.7143 |  | Y | Beaver Falls, LLC | 10617 | 1 | GEN1 | 65.5 | Pipeline Natural Gas | CH Resources Beaver Falls | 10617 | GEN1 | 65.5 |  | CT | NG | 43.8861 | -75.4342
R1679 | SBF New York, LLC | Beaver Falls | E | 23983 | Beaver Falls | 049 | 36 | 1995-03-01 | 107.8 | 80.2 | 94.9 | 81.4 | 95.7 | YES | CC | NG | FO2 | 5.7143 |  | Y | Beaver Falls, LLC | 10617 | 1 | GEN2 | 42.3 | Pipeline Natural Gas | CH Resources Beaver Falls | 10617 | GEN2 | 42.3 |  | CA | NG | 43.8861 | -75.4342
R1661 | PSEG Energy Resource & Trade, LLC | Bethlehem Energy Center | F | 323570 | Bethlehem | 001 | 36 | 2005-07-01 | 893.1 | 835 | 924.8 | 787.2 | 862.5 | YES | CC | NG | FO2 | 5303.7158 |  | Y | Bethlehem Energy Center (Albany) | 2539 | 10001 | 5 | 194 | Pipeline Natural Gas | Bethlehem Energy Center | 2539 | 5 | 194.3 |  | CT | NG | 42.5942 | -73.7638
| PSEG Energy Resource & Trade, LLC | Bethlehem Energy Center | F | 323570 | Bethlehem | 001 | 36 | 2005-07-01 | 893.1 | 835 | 924.8 | 787.2 | 862.5 | YES | CC | NG | FO2 | 5303.7158 |  | Y | Bethlehem Energy Center (Albany) | 2539 | 10001 | 8 | 310 | Pipeline Natural Gas | Bethlehem Energy Center | 2539 | 8 | 310.2 |  | CA | NG | 42.5942 | -73.7638
| PSEG Energy Resource & Trade, LLC | Bethlehem Energy Center | F | 323570 | Bethlehem | 001 | 36 | 2005-07-01 | 893.1 | 835 | 924.8 | 787.2 | 862.5 | YES | CC | NG | FO2 | 5303.7158 |  | Y | Bethlehem Energy Center (Albany) | 2539 | 10002 | 6 | 194 | Pipeline Natural Gas | Bethlehem Energy Center | 2539 | 6 | 194.3 |  | CT | NG | 42.5942 | -73.7638
| PSEG Energy Resource & Trade, LLC | Bethlehem Energy Center | F | 323570 | Bethlehem | 001 | 36 | 2005-07-01 | 893.1 | 835 | 924.8 | 787.2 | 862.5 | YES | CC | NG | FO2 | 5303.7158 |  | Y | Bethlehem Energy Center (Albany) | 2539 | 10002 | 8 | 310 | Pipeline Natural Gas | Bethlehem Energy Center | 2539 | 8 | 310.2 |  | CA | NG | 42.5942 | -73.7638
| PSEG Energy Resource & Trade, LLC | Bethlehem Energy Center | F | 323570 | Bethlehem | 001 | 36 | 2005-07-01 | 893.1 | 835 | 924.8 | 787.2 | 862.5 | YES | CC | NG | FO2 | 5303.7158 |  | Y | Bethlehem Energy Center (Albany) | 2539 | 10003 | 7 | 194 | Pipeline Natural Gas | Bethlehem Energy Center | 2539 | 7 | 194.3 |  | CT | NG | 42.5942 | -73.7638
| PSEG Energy Resource & Trade, LLC | Bethlehem Energy Center | F | 323570 | Bethlehem | 001 | 36 | 2005-07-01 | 893.1 | 835 | 924.8 | 787.2 | 862.5 | YES | CC | NG | FO2 | 5303.7158 |  | Y | Bethlehem Energy Center (Albany) | 2539 | 10003 | 8 | 310 | Pipeline Natural Gas | Bethlehem Energy Center | 2539 | 8 | 310.2 |  | CA | NG | 42.5942 | -73.7638
| Calpine Energy Services LP | Bethpage | K | 23823 | Hicksville | 059 | 36 | 1989-09-01 | 83.6 | 54.9 | 55.1 | 51.9 | 60.2 |  | CC | NG |  | 291.864 |  | Y | Bethpage Energy Center | 50292 | GT1 | GEN1 | 33.7 | Pipeline Natural Gas | Bethpage Power Plant | 50292 | GEN1 | 33.7 |  | CT | NG | 40.7469 | -73.4994
R1072 | Calpine Energy Services LP | Bethpage | K | 23823 | Hicksville | 059 | 36 | 1989-09-01 | 83.6 | 54.9 | 55.1 | 51.9 | 60.2 |  | CC | NG |  | 291.864 |  | Y | Bethpage Energy Center | 50292 | GT1 | GEN3 | 16.2 | Pipeline Natural Gas | Bethpage Power Plant | 50292 | GEN3 | 16.2 | HRSG1 | CA | NG | 40.7469 | -73.4994
| Calpine Energy Services LP | Bethpage | K | 23823 | Hicksville | 059 | 36 | 1989-09-01 | 83.6 | 54.9 | 55.1 | 51.9 | 60.2 |  | CC | NG |  | 291.864 |  | Y | Bethpage Energy Center | 50292 | GT2 | GEN2 | 33.7 | Pipeline Natural Gas | Bethpage Power Plant | 50292 | GEN2 | 33.7 |  | CT | NG | 40.7469 | -73.4994
| Calpine Energy Services LP | Bethpage | K | 23823 | Hicksville | 059 | 36 | 1989-09-01 | 83.6 | 54.9 | 55.1 | 51.9 | 60.2 |  | CC | NG |  | 291.864 |  | Y | Bethpage Energy Center | 50292 | GT2 | GEN3 | 16.2 | Pipeline Natural Gas | Bethpage Power Plant | 50292 | GEN3 | 16.2 | HRSG2 | CA | NG | 40.7469 | -73.4994
| Long Island Power Authority | Bethpage 3 | K | 323564 | Hicksville | 059 | 36 | 2005-05-01 | 96 | 79.9 | 91.4 | 77.9 | 77.1 |  | CC | NG |  | 169.123 |  | Y | Bethpage Energy Center | 50292 | GT4 | GEN6 | 60 | Pipeline Natural Gas | Bethpage Power Plant | 50292 | GEN6 | 60 |  | CT | NG | 40.7469 | -73.4994
R1380 | Long Island Power Authority | Bethpage 3 | K | 323564 | Hicksville | 059 | 36 | 2005-05-01 | 96 | 79.9 | 91.4 | 77.9 | 77.1 |  | CC | NG |  | 169.123 |  | Y | Bethpage Energy Center | 50292 | GT4 | GEN7 | 36 | Pipeline Natural Gas | Bethpage Power Plant | 50292 | GEN7 | 36 |  | CA | NG | 40.7469 | -73.4994
R1073 | Calpine Energy Services LP | Bethpage GT4 | K | 323586 | Hicksville | 059 | 36 | 2002-07-01 | 60 | 48.2 | 51.2 | 44.4 | 47.7 |  | GT | NG |  | 144.609 |  |  | Bethpage Energy Center | 50292 | GT3 | GEN5 | 60 | Pipeline Natural Gas | Bethpage Power Plant | 50292 | GEN5 | 60 |  | GT | NG | 40.7469 | -73.4994
R1066 | Binghamton BOP, LLC | Binghamton | C | 23790 | Binghamton | 007 | 36 | 2001-03-01 | 47.7 | 43.8 | 57.2 | 0 | 0 | YES | CC | NG | KER | 3.8051 | ( 1 ) ( R ) |  | Binghamton Cogen Plant | 55600 | 1 | 1 | 47 | Pipeline Natural Gas | Binghamton Cogen | 55600 | 1 | 47.7 |  | GT | NG | 42.1072 | -75.9278
R1329 | GenOn Energy Management, LLC | Bowline 1 | G | 23526 | West Haverstraw | 087 | 36 | 1972-09-01 | 621 | 577.7 | 577.7 | 572.6 | 570.7 | YES | ST | NG | FO6 | 979.8917 |  |  | Bowline Generating Station | 2625 | 1 | 1 | 640 | Pipeline Natural Gas | Bowline Point | 2625 | 1 | 621 | 1 | ST | NG | 41.2044 | -73.9689
R1330 | GenOn Energy Management, LLC | Bowline 2 | G | 23595 | West Haverstraw | 087 | 36 | 1974-05-01 | 621 | 567.4 | 567.4 | 558.1 | 566.4 | YES | ST | NG | FO6 | 226.3858 |  |  | Bowline Generating Station | 2625 | 2 | 2 | 640 | Pipeline Natural Gas | Bowline Point | 2625 | 2 | 621 | 2 | ST | NG | 41.2044 | -73.9689
R1453 | New York Power Authority | Brentwood | K | 24164 | Brentwood | 103 | 36 | 2001-08-01 | 47 | 47.1 | 47.1 | 45.5 | 46.4 |  | GT | NG |  | 50.2106 |  |  | Brentwood | 7912 | BW01 | 1 | 47 | Pipeline Natural Gas | Brentwood | 7912 | 1 | 47 |  | GT | NG | 40.7871 | -73.2934
R1103 | Consolidated Edison Co. of NY, Inc. | Brooklyn Navy Yard | J | 23515 | Brooklyn | 047 | 36 | 1996-11-01 | 322 | 266.9 | 348.6 | 266.3 | 311.8 | YES | CC | NG | FO2 | 1904.128 |  | Y | Brooklyn Navy Yard Cogeneration | 54914 | 1 | 01 | 128 | Pipeline Natural Gas | Brooklyn Navy Yard Cogeneration | 54914 | 01 | 121 |  | CT | NG | 40.6994 | -73.9764
| Consolidated Edison Co. of NY, Inc. | Brooklyn Navy Yard | J | 23515 | Brooklyn | 047 | 36 | 1996-11-01 | 322 | 266.9 | 348.6 | 266.3 | 311.8 | YES | CC | NG | FO2 | 1904.128 |  | Y | Brooklyn Navy Yard Cogeneration | 54914 | 1 | 03 | 40.3 | Pipeline Natural Gas | Brooklyn Navy Yard Cogeneration | 54914 | 03 | 40 | HRSG1 | CA | NG | 40.6994 | -73.9764
| Consolidated Edison Co. of NY, Inc. | Brooklyn Navy Yard | J | 23515 | Brooklyn | 047 | 36 | 1996-11-01 | 322 | 266.9 | 348.6 | 266.3 | 311.8 | YES | CC | NG | FO2 | 1904.128 |  | Y | Brooklyn Navy Yard Cogeneration | 54914 | 2 | 02 | 128 | Pipeline Natural Gas | Brooklyn Navy Yard Cogeneration | 54914 | 02 | 121 |  | CT | NG | 40.6994 | -73.9764
| Consolidated Edison Co. of NY, Inc. | Brooklyn Navy Yard | J | 23515 | Brooklyn | 047 | 36 | 1996-11-01 | 322 | 266.9 | 348.6 | 266.3 | 311.8 | YES | CC | NG | FO2 | 1904.128 |  | Y | Brooklyn Navy Yard Cogeneration | 54914 | 2 | 04 | 40.3 | Pipeline Natural Gas | Brooklyn Navy Yard Cogeneration | 54914 | 04 | 40 | HRSG2 | CA | NG | 40.6994 | -73.9764
R1111 | Consolidated Edison Energy, Inc. | Broome 2 LFGE | C | 323671 | Binghamton | 007 | 36 | 2013-01-31 | 2.1 | 2 | 2 | 2 | 2 |  | IC | MTE |  | 17.7299
R1491 | New York State Elec. & Gas Corp. | Broome LFGE | C | 323600 | Binghamton | 007 | 36 | 2007-09-01 | 2.4 | 2.1 | 2.1 | 2.1 | 2.1 |  | IC | MTE |  | 9.5865
R1542 | Niagara Mohawk Power Corp. | Burrstone EC, LLC LU | E | 23633 | Utica | 065 | 36 | 2009-11-01 | 1.1 | 0 | 0 | 0 | 0 |  | IC | NG |  | 1.045
R1543 | Niagara Mohawk Power Corp. | Burrstone EC, LLC U | E | 23633 | Utica | 065 | 36 | 2009-11-01 | 2.2 | 0 | 0 | 0 | 0 |  | IC | NG |  | 0.217
| Long Island Power Authority | Caithness_CC_1 | K | 323624 | Brookhaven | 103 | 36 | 2009-08-01 | 375 | 315.6 | 389.8 | 315.6 | 367.2 | YES | CC | NG | FO2 | 2415.1582 |  | Y | Caithness Long Island Energy Center | 56234 | 0001 | CT01 | 196.2 | Pipeline Natural Gas | Caithness Long Island Energy Center | 56234 | CT01 | 196.2 |  | CT | NG | 40.8142 | -72.9403
R1381 | Long Island Power Authority | Caithness_CC_1 | K | 323624 | Brookhaven | 103 | 36 | 2009-08-01 | 375 | 315.6 | 389.8 | 315.6 | 367.2 | YES | CC | NG | FO2 | 2415.1582 |  | Y | Caithness Long Island Energy Center | 56234 | 0001 | ST01 | 152.7 | Pipeline Natural Gas | Caithness Long Island Energy Center | 56234 | ST01 | 152.7 | HRSG01 | CA | NG | 40.8142 | -72.9403
R1552 | Niagara Mohawk Power Corp. | Cal Ban Power | A | 23774 | Allegany | 003 | 36 | 1995-06-01 | 0.1 | 0 | 0 | 0 | 0 |  | IC | NG
| Carr Street Generating Station LP | Carr St.-E. Syr | C | 24060 | Dewitt | 067 | 36 | 1993-08-01 | 122.6 | 89 | 116.8 | 92.7 | 106.1 | YES | CC | NG | FO2 | 85.9993 |  | Y | Carr Street Generating Station | 50978 | A | GEN1 | 48.8 | Pipeline Natural Gas | Carr Street Generating Station | 50978 | GEN1 | 48.8 |  | CT | NG | 43.0613 | -76.0824
| Carr Street Generating Station LP | Carr St.-E. Syr | C | 24060 | Dewitt | 067 | 36 | 1993-08-01 | 122.6 | 89 | 116.8 | 92.7 | 106.1 | YES | CC | NG | FO2 | 85.9993 |  | Y | Carr Street Generating Station | 50978 | A | GEN3 | 27.8 | Pipeline Natural Gas | Carr Street Generating Station | 50978 | GEN3 | 25 |  | CA | NG | 43.0613 | -76.0824
| Carr Street Generating Station LP | Carr St.-E. Syr | C | 24060 | Dewitt | 067 | 36 | 1993-08-01 | 122.6 | 89 | 116.8 | 92.7 | 106.1 | YES | CC | NG | FO2 | 85.9993 |  | Y | Carr Street Generating Station | 50978 | B | GEN2 | 48.8 | Pipeline Natural Gas | Carr Street Generating Station | 50978 | GEN2 | 48.8 |  | CT | NG | 43.0613 | -76.0824
R1079 | Carr Street Generating Station LP | Carr St.-E. Syr | C | 24060 | Dewitt | 067 | 36 | 1993-08-01 | 122.6 | 89 | 116.8 | 92.7 | 106.1 | YES | CC | NG | FO2 | 85.9993 |  | Y | Carr Street Generating Station | 50978 | B | GEN3 | 27.8 | Pipeline Natural Gas | Carr Street Generating Station | 50978 | GEN3 | 25 |  | CA | NG | 43.0613 | -76.0824
| Seneca Power Partners, L.P. | Carthage Energy | E | 23857 | Carthage | 045 | 36 | 1991-08-01 | 62.9 | 59 | 70.6 | 56.5 | 64.2 | YES | CC | NG | FO2 | 4.9009 |  | Y | Carthage Energy | 10620 | 1 | GEN1 | 41 | Pipeline Natural Gas | Carthage Energy LLC | 10620 | GEN1 | 40.9 |  | CT | NG | 43.9842 | -75.6225
R1691 | Seneca Power Partners, L.P. | Carthage Energy | E | 23857 | Carthage | 045 | 36 | 1991-08-01 | 62.9 | 59 | 70.6 | 56.5 | 64.2 | YES | CC | NG | FO2 | 4.9009 |  | Y | Carthage Energy | 10620 | 1 | GEN2 | 22 | Pipeline Natural Gas | Carthage Energy LLC | 10620 | GEN2 | 22 |  | CA | NG | 43.9842 | -75.6225
| Castleton Power, LLC | Castleton Energy Center | F | 23900 | Castleton | 083 | 36 | 1992-01-01 | 72 | 69 | 86.6 | 69.6 | 76.9 | YES | CC | NG | FO2 | 158.1116 |  | Y | Castleton Power, LLC | 10190 | 1 | GEN1 | 47 | Pipeline Natural Gas | Castleton Energy Center | 10190 | GEN1 | 47 |  | CT | NG | 42.5375 | -73.7433
R1080 | Castleton Power, LLC | Castleton Energy Center | F | 23900 | Castleton | 083 | 36 | 1992-01-01 | 72 | 69 | 86.6 | 69.6 | 76.9 | YES | CC | NG | FO2 | 158.1116 |  | Y | Castleton Power, LLC | 10190 | 1 | GEN2 | 25 | Pipeline Natural Gas | Castleton Energy Center | 10190 | GEN2 | 25 | HRSG-1 | CA | NG | 42.5375 | -73.7433
R1081 | Cayuga Operating Company, LLC | Cayuga 1 | C | 23584 | Lansing | 109 | 36 | 1955-09-01 | 155.3 | 154.1 | 154.1 | 153.9 | 151.2 |  | ST | BIT |  | 159.6817 |  |  | Cayuga Operating Company, LLC | 2535 | 1 | 1 | 155 | Coal | Cayuga Operating Company | 2535 | 1 | 155.3 | 1 | ST | BIT | 42.6028 | -76.6336
R1082 | Cayuga Operating Company, LLC | Cayuga 2 | C | 23585 | Lansing | 109 | 36 | 1958-10-01 | 167.2 | 154.7 | 154.7 | 139.6 | 158 |  | ST | BIT |  | 60.4786 |  |  | Cayuga Operating Company, LLC | 2535 | 2 | 2 | 167 | Coal | Cayuga Operating Company | 2535 | 2 | 167.2 | 2 | ST | BIT | 42.6028 | -76.6336
R1083 | Cayuga Operating Company, LLC | Cayuga IC 1 | C | 23629 | Lansing | 109 | 36 | 1967-08-01 | 2.8 | 0 | 0 | 0 | 0 |  | IC | FO2
R1084 | Cayuga Operating Company, LLC | Cayuga IC 2 | C | 23629 | Lansing | 109 | 36 | 1967-08-01 | 2.8 | 0 | 0 | 0 | 0 |  | IC | FO2
R1313 | Exelon Generation Company, LLC | Chaffee | A | 323603 | Chaffee | 029 | 36 | 2007-08-09 | 6.4 | 6.4 | 6.4 | 6.4 | 6.4 |  | IC | MTE |  | 50.7262
R1671 | Rockville Centre, Village of | Charles P Keller 07 | K | 1661 | Rockville Centre | 059 | 36 | 1942-09-01 | 2 | 2 | 2 | 1.9 | 1.9 |  | IC | FO2 |  | 0.005
R1672 | Rockville Centre, Village of | Charles P Keller 08 | K | 1661 | Rockville Centre | 059 | 36 | 1950-09-01 | 2.4 | 2.8 | 2.8 | 0 | 0 |  | IC | FO2 |  | 0 | ( 9 ) ( R )
R1673 | Rockville Centre, Village of | Charles P Keller 09 | K | 1661 | Rockville Centre | 059 | 36 | 1954-09-01 | 3.5 | 3.3 | 3.3 | 3.4 | 3.4 | YES | IC | FO2 | NG | 0.093
R1674 | Rockville Centre, Village of | Charles P Keller 10 | K | 1661 | Rockville Centre | 059 | 36 | 1954-09-01 | 3.5 | 3.2 | 3.2 | 3.4 | 3.4 | YES | IC | FO2 | NG | 0.2671
R1675 | Rockville Centre, Village of | Charles P Keller 11 | K | 1661 | Rockville Centre | 059 | 36 | 1962-09-01 | 5.2 | 5.2 | 5.2 | 5 | 5 | YES | IC | FO2 | NG | 0.238
R1676 | Rockville Centre, Village of | Charles P Keller 12 | K | 1661 | Rockville Centre | 059 | 36 | 1967-09-01 | 5.5 | 5.5 | 5.5 | 5.3 | 5.3 | YES | IC | FO2 | NG | 0.018
R1677 | Rockville Centre, Village of | Charles P Keller 13 | K | 1661 | Rockville Centre | 059 | 36 | 1974-09-01 | 5.5 | 5.6 | 5.6 | 5.3 | 5.3 | YES | IC | FO2 | NG | 0.24
R1678 | Rockville Centre, Village of | Charles P Keller 14 | K | 1661 | Rockville Centre | 059 | 36 | 1994-09-01 | 6.2 | 6.3 | 6.3 | 5.9 | 5.9 | YES | IC | FO2 | NG | 0.917
R1354 | Innovative Energy Systems, Inc. | Chautauqua LFGE | A | 323629 | Jamestown | 013 | 36 | 2010-02-12 | 9.6 | 0 | 0 | 0 | 0 |  | IC | MTE |  | 42.6382
R1355 | Innovative Energy Systems, Inc. | Clinton LFGE | D | 323618 | Morrisonville | 019 | 36 | 2008-10-01 | 6.4 | 6.4 | 6.4 | 6.4 | 6.4 |  | IC | MTE |  | 30.8321
R1356 | Innovative Energy Systems, Inc. | Colonie LFGTE | F | 323577 | Colonie | 001 | 36 | 2006-03-01 | 6.4 | 6.4 | 6.4 | 6.4 | 6.4 |  | IC | MTE |  | 35.1628
R1085 | Central Hudson Gas & Elec. Corp. | Coxsackie GT | G | 23611 | Coxsackie | 039 | 36 | 1969-12-01 | 21.6 | 19.9 | 26 | 19.6 | 23.6 | YES | GT | KER | NG | 0.406
R1357 | Innovative Energy Systems, Inc. | DANC LFGE | E | 323619 | Watertown | 045 | 36 | 2008-09-08 | 6.4 | 6.4 | 6.4 | 6.4 | 6.4 |  | IC | MTE |  | 29.738
R1122 | Danskammer Energy, LLC | Danskammer 1 | G | 23586 | Newburgh | 071 | 36 | 1951-12-01 | 72 | 69 | 69 | 69 | 68.2 | YES | ST | NG | FO6 | 0.9304 |  |  | Danskammer Generating Station | 2480 | 1 | 1 | 72 | Pipeline Natural Gas | Danskammer Generating Station | 2480 | 1 | 72 | 1 | ST | NG | 41.5712 | -73.975
R1123 | Danskammer Energy, LLC | Danskammer 2 | G | 23589 | Newburgh | 071 | 36 | 1954-09-01 | 73.5 | 64.7 | 64.7 | 66 | 65.5 | YES | ST | NG | FO6 | 0.9083 |  |  | Danskammer Generating Station | 2480 | 2 | 2 | 73.5 | Pipeline Natural Gas | Danskammer Generating Station | 2480 | 2 | 73.5 | 2 | ST | NG | 41.5712 | -73.975
R1124 | Danskammer Energy, LLC | Danskammer 3 | G | 23590 | Newburgh | 071 | 36 | 1959-10-01 | 147.1 | 139.2 | 139.2 | 136.7 | 136.7 |  | ST | NG |  | 2.0645 |  |  | Danskammer Generating Station | 2480 | 3 | 3 | 147.1 | Pipeline Natural Gas | Danskammer Generating Station | 2480 | 3 | 147.1 | 3 | ST | NG | 41.5712 | -73.975
R1125 | Danskammer Energy, LLC | Danskammer 4 | G | 23591 | Newburgh | 071 | 36 | 1967-09-01 | 239.4 | 238.2 | 238.2 | 223.5 | 224.5 |  | ST | NG |  | 5.0539 |  |  | Danskammer Generating Station | 2480 | 4 | 4 | 239.4 | Pipeline Natural Gas | Danskammer Generating Station | 2480 | 4 | 239.4 | 4 | ST | NG | 41.5712 | -73.975
R1088 | Central Hudson Gas & Elec. Corp. | DCRRA | G | 23765 | Poughkeepsie | 027 | 36 | 1987-09-01 | 9.2 | 8.8 | 8.8 | 6.9 | 7 |  | ST | REF |  | 34.0786
R1382 | Long Island Power Authority | East Hampton 2 | K | 23722 | E Hampton | 103 | 36 | 1962-12-01 | 2 | 2 | 2 | 1.9667 | 2.0333 |  | IC | FO2 |  | 0.3326
R1383 | Long Island Power Authority | East Hampton 3 | K | 23722 | E Hampton | 103 | 36 | 1962-12-01 | 2 | 2 | 2 | 1.9667 | 2.0333 |  | IC | FO2 |  | 0.4057
R1384 | Long Island Power Authority | East Hampton 4 | K | 23722 | E Hampton | 103 | 36 | 1962-12-01 | 2 | 2 | 2 | 1.9667 | 2.0333 |  | IC | FO2 |  | 0.40569
R1385 | Long Island Power Authority | East Hampton GT 01 | K | 23717 | E Hampton | 103 | 36 | 1970-12-01 | 21.3 | 19.2 | 24.4 | 18.8 | 23.9 |  | JE | FO2 |  | 6.48 |  |  | East Hampton Facility | 2512 | UGT001 | 1 | 21.3 | Diesel Oil | East Hampton | 2512 | 1 | 21.3 |  | GT | DFO | 40.9617 | -72.2103
R1104 | Consolidated Edison Co. of NY, Inc. | East River 1 | J | 323558 | Manhattan | 061 | 36 | 2005-04-01 | 185 | 160.5 | 199 | 153.1 | 200.3 | YES | CC | NG | KER | 1202.624 |  |  | East River | 2493 | 1 | 1 | 180 | Pipeline Natural Gas | East River | 2493 | 1 | 180 |  | GT | NG | 40.7281 | -73.9742
R1105 | Consolidated Edison Co. of NY, Inc. | East River 2 | J | 323559 | Manhattan | 061 | 36 | 2005-04-05 | 185 | 162.4 | 201.4 | 154 | 198.5 | YES | CC | NG | KER | 1252.0055 |  |  | East River | 2493 | 2 | 2 | 180 | Pipeline Natural Gas | East River | 2493 | 2 | 180 |  | GT | NG | 40.7281 | -73.9742
R1106 | Consolidated Edison Co. of NY, Inc. | East River 6 | J | 23660 | Manhattan | 061 | 36 | 1951-11-01 | 156.2 | 136.3 | 136.3 | 143.9 | 148.6 | YES | ST | NG | FO6 | 505.8219 |  |  | East River | 2493 | 60 | 6 | 156.3 | Pipeline Natural Gas | East River | 2493 | 6 | 156.2 | 60 | ST | NG | 40.7281 | -73.9742
R1107 | Consolidated Edison Co. of NY, Inc. | East River 7 | J | 23524 | Manhattan | 061 | 36 | 1955-06-01 | 200 | 186.7 | 186.7 | 187 | 188.6 | YES | ST | NG | FO6 | 132.0682 |  |  | East River | 2493 | 70 | 7 | 200 | Pipeline Natural Gas | East River | 2493 | 7 | 200 | 70 | ST | NG | 40.7281 | -73.9742
R1136 | Empire Generating Co, LLC | EMPIRE_CC_1 | F | 323656 | Rensselaer | 083 | 36 | 2010-09-02 | 335 | 294.2 | 360.2 | 298.6 | 335.1 | YES | CC | NG | FO2 | 1214.946 |  | Y | Empire Generating Co, LLC | 56259 | CT-1 | CT11 | 179 | Pipeline Natural Gas | Empire Generating Co LLC | 56259 | CT11 | 179 |  | CT | NG | 42.6252 | -73.75
R1136 | Empire Generating Co, LLC | EMPIRE_CC_1 | F | 323656 | Rensselaer | 083 | 36 | 2010-09-02 | 335 | 294.2 | 360.2 | 298.6 | 335.1 | YES | CC | NG | FO2 | 1214.946 |  | Y | Empire Generating Co, LLC | 56259 | CT-1 | ST13 | 295.7 | Pipeline Natural Gas | Empire Generating Co LLC | 56259 | ST13 | 295.7 |  | CA | NG | 42.6252 | -73.75
R1137 | Empire Generating Co, LLC | EMPIRE_CC_2 | F | 323658 | Rensselaer | 083 | 36 | 2010-09-02 | 335 | 298.2 | 365.1 | 298.6 | 335.8 | YES | CC | NG | FO2 | 1142.365 |  | Y | Empire Generating Co, LLC | 56259 | CT-2 | CT12 | 179 | Pipeline Natural Gas | Empire Generating Co LLC | 56259 | CT12 | 179 |  | CT | NG | 42.6252 | -73.75
R1137 | Empire Generating Co, LLC | EMPIRE_CC_2 | F | 323658 | Rensselaer | 083 | 36 | 2010-09-02 | 335 | 298.2 | 365.1 | 298.6 | 335.8 | YES | CC | NG | FO2 | 1142.365 |  | Y | Empire Generating Co, LLC | 56259 | CT-2 | ST13 | 295.7 | Pipeline Natural Gas | Empire Generating Co LLC | 56259 | ST13 | 295.7 |  | CA | NG | 42.6252 | -73.75
R1386 | Long Island Power Authority | Far Rockaway GT1 | K | 24212 | Far Rockaway | 081 | 36 | 2002-07-01 | 60.5 | 53.5 | 73.1 | 53.5 | 58.4 |  | JE | NG |  | 99.5747 |  |  | Bayswater Peaking Facility | 55699 | 1 | 1 | 60.5 | Pipeline Natural Gas | Bayswater Peaking Facility LLC | 55699 | 1 | 60.5 |  | GT | NG | 40.6107 | -73.7622
R1387 | Long Island Power Authority | Far Rockaway GT2 | K | 23815 | Jamaica Bay | 081 | 36 | 2003-07-02 | 60.5 | 55.4 | 75.7 | 54.5 | 54.3 |  | JE | KER |  | 7.3583 |  |  | Bayswater Peaking Facility | 55699 | 2 | 2 | 60.5 | Diesel Oil
R1458 | New York Power Authority | Flynn | K | 23794 | Holtsville | 103 | 36 | 1994-05-01 | 170 | 135.5 | 168.4 | 137.7 | 162.7 | YES | CC | NG | FO2 | 969.2605 |  | Y | Richard M Flynn (Holtsville) | 7314 | 001 | NA1 | 108 | Pipeline Natural Gas | Richard M Flynn | 7314 | NA1 | 108 |  | CT | NG | 40.8158 | -73.064
R1458 | New York Power Authority | Flynn | K | 23794 | Holtsville | 103 | 36 | 1994-05-01 | 170 | 135.5 | 168.4 | 137.7 | 162.7 | YES | CC | NG | FO2 | 969.2605 |  | Y | Richard M Flynn (Holtsville) | 7314 | 001 | NA2 | 56 | Pipeline Natural Gas | Richard M Flynn | 7314 | NA2 | 56 | EIA01 | CA | NG | 40.8158 | -73.064
| ReEnergy Black River LLC | Fort Drum | E | 23780 | Watertown | 045 | 36 | 2013-05-30 | 55.5 | 55.6 | 55.6 | 0 | 0 |  | ST | WD | FO2 | 190.654 |  | Y | Black River Generation, LLC | 10464 | E0001 | GEN1 | 55.5 | Wood | ReEnergy Black River | 10464 | GEN1 | 55.5 | E0001 | ST | WDS | 44.0365 | -75.772
| ReEnergy Black River LLC | Fort Drum | E | 23780 | Watertown | 045 | 36 | 2013-05-30 | 55.5 | 55.6 | 55.6 | 0 | 0 |  | ST | WD | FO2 | 190.654 |  | Y | Black River Generation, LLC | 10464 | E0002 | GEN1 | 55.5 | Wood | ReEnergy Black River | 10464 | GEN1 | 55.5 | E0002 | ST | WDS | 44.0365 | -75.772
R1663 | ReEnergy Black River LLC | Fort Drum | E | 23780 | Watertown | 045 | 36 | 2013-05-30 | 55.5 | 55.6 | 55.6 | 0 | 0 |  | ST | WD | FO2 | 190.654 |  | Y | Black River Generation, LLC | 10464 | E0003 | GEN1 | 55.5 | Wood | ReEnergy Black River | 10464 | GEN1 | 55.5 | E0003 | ST | WDS | 44.0365 | -75.772
R1112 | Consolidated Edison Energy, Inc. | Fortistar - N.Tonawanda | A | 24026 | N Tonawanda | 029 | 36 | 1993-06-01 | 68.5 | 59 | 75 | 59.1 | 69.2 | YES | CC | NG | FO2 | 11.1659 |  | Y | Fortistar North Tonawanda Inc | 54131 | NTCT1 | GEN1 | 38.3 | Pipeline Natural Gas | Fortistar North Tonawanda | 54131 | GEN1 | 48.7 |  | CT | NG | 43.0483 | -78.8539
R1112 | Consolidated Edison Energy, Inc. | Fortistar - N.Tonawanda | A | 24026 | N Tonawanda | 029 | 36 | 1993-06-01 | 68.5 | 59 | 75 | 59.1 | 69.2 | YES | CC | NG | FO2 | 11.1659 |  | Y | Fortistar North Tonawanda Inc | 54131 | NTCT1 | GEN2 | 17 | Pipeline Natural Gas | Fortistar North Tonawanda | 54131 | GEN2 | 17 |  | CA | NG | 43.0483 | -78.8539
R1324 | Freeport Electric | Freeport 1-2 | K | 1660 | Freeport | 059 | 36 | 1949-08-01 | 2.9 | 2 | 2 | 2.3 | 2.9596 |  | IC | FO2 |  | 0.03984
R1325 | Freeport Electric | Freeport 1-3 | K | 1660 | Freeport | 059 | 36 | 1954-08-01 | 3.1 | 2.1 | 2.1 | 2.5 | 3.1637 |  | IC | FO2 |  | 0.00622
R1326 | Freeport Electric | Freeport 1-4 | K | 1660 | Freeport | 059 | 36 | 1964-10-01 | 5.1 | 4.4 | 4.4 | 4 | 5.2048 |  | IC | FO2 |  | 0.09433
R1327 | Freeport Electric | Freeport 2-3 | K | 1660 | Freeport | 059 | 36 | 1973-05-01 | 18.1 | 18.1 | 18.1 | 12.7 | 18.4719 |  | GT | KER |  | 0.13425 |  |  | Freeport Power Plant No. 2 | 2679 | CT3 | 3 | 18.2 | Diesel Oil | Plant No 2 Freeport | 2679 | 3 | 18.1 |  | GT | DFO | 40.6447 | -73.5683
R1365 | Tenaska Power Services Co. | Freeport CT 1 | K | 23764 | Freeport | 059 | 36 | 2004-06-01 | 60 | 48.3 | 51.3 | 46.2 | 46.4 | YES | GT | NG | FO2 | 85.6943 |  |  | Equus Power I | 56032 | 0001 | 1 | 60 | Pipeline Natural Gas | Equus Freeport Power | 56032 | 0001 | 60 |  | GT | NG | 40.6439 | -73.5683
R1328 | Freeport Electric | Freeport CT 2 | K | 23818 | Freeport | 059 | 36 | 2004-03-01 | 60.5 | 50.3 | 50.3 | 48.2 | 50.2 |  | GT | NG | KER | 39.1633 |  |  | Freeport Power Plant No. 2 | 2679 | 5 | CT5 | 50 | Pipeline Natural Gas | Plant No 2 Freeport | 2679 | CT5 | 60.5 |  | GT | NG | 40.6447 | -73.5683
R1358 | Innovative Energy Systems, Inc. | Fulton LFGE | F | 323630 | Johnstown | 035 | 36 | 2010-06-04 | 3.2 | 0 | 0 | 0 | 0 |  | IC | MTE |  | 12.6077
R1524 | Niagara Mohawk Power Corp. | General Mills Inc | A | 23808 | Buffalo | 029 | 36 | 1988-12-01 | 3.8 | 3.8 | 5 | 0 | 0 |  | GT | NG |  | 2.7904
R1388 | Long Island Power Authority | Glenwood GT 01 | K | 23712 | Glenwood | 059 | 36 | 1967-04-01 | 16 | 14.6 | 19.1 | 11.9 | 13.9 |  | GT | FO2 |  | 0.007 |  |  | Glenwood Landing Energy Center | 7869 | UGT011 | GT1 | 16 | Diesel Oil | Glenwood Landing | 7869 | GT1 | 16 |  | GT | DFO | 40.8275 | -73.6478
R1389 | Long Island Power Authority | Glenwood GT 02 | K | 23688 | Glenwood | 059 | 36 | 1972-06-01 | 55 | 52.7 | 68.8 | 53.4 | 62.5 |  | GT | FO2 |  | 0.203 |  |  | Glenwood | 2514 | U00020 | GT2 | 55 | Diesel Oil | Glenwood | 2514 | GT2 | 55 |  | GT | DFO | 40.8271 | -73.6475
R1390 | Long Island Power Authority | Glenwood GT 03 | K | 23689 | Glenwood | 059 | 36 | 1972-06-01 | 55 | 52.7 | 68.8 | 54.2 | 64.5 |  | GT | FO2 |  | 0.573 |  |  | Glenwood | 2514 | U00021 | GT3 | 55 | Diesel Oil | Glenwood | 2514 | GT3 | 55 |  | GT | DFO | 40.8271 | -73.6475
R1391 | Long Island Power Authority | Glenwood GT 04 | K | 24219 | Glenwood | 059 | 36 | 2002-06-01 | 53 | 40.3 | 47.6 | 41 | 46.1 | YES | GT | NG | FO2 | 57.8505 |  |  | Glenwood Landing Energy Center | 7869 | UGT012 | GT4 | 45 | Pipeline Natural Gas | Glenwood Landing | 7869 | GT4 | 53 |  | GT | NG | 40.8275 | -73.6478
R1392 | Long Island Power Authority | Glenwood GT 05 | K | 24220 | Glenwood | 059 | 36 | 2002-06-01 | 53 | 40 | 47.3 | 39.8 | 46.3 | YES | GT | NG | FO2 | 42.8418 |  |  | Glenwood Landing Energy Center | 7869 | UGT013 | GT5 | 45 | Pipeline Natural Gas | Glenwood Landing | 7869 | GT5 | 53 |  | GT | NG | 40.8275 | -73.6478
R1574 | Niagara Mohawk Power Corp. | Gloversville Johnstown WWT | F | 23643 | Gloversville | 035 | 36 | 2010-01-01 | 0.7 | 0 | 0 | 0 | 0 |  | IC | MTE |  | 1.364
R1010 | Astoria Generating Company L.P. | Gowanus 1-1 | J | 24077 | Brooklyn | 047 | 36 | 1971-06-01 | 20 | 19.1 | 24.9 | 18.7 | 24.9 |  | GT | FO2 |  | 0.1 |  |  | Gowanus Generating Station | 2494 | CT01-1 | GT11 | 20 | Diesel Oil | Gowanus Gas Turbines Generating | 2494 | GT11 | 20 |  | GT | DFO | 40.6635 | -74.0051
R1011 | Astoria Generating Company L.P. | Gowanus 1-2 | J | 24078 | Brooklyn | 047 | 36 | 1971-06-01 | 20 | 17.1 | 22.3 | 19.1 | 24.9 |  | GT | FO2 |  | 0.14 |  |  | Gowanus Generating Station | 2494 | CT01-2 | GT12 | 20 | Diesel Oil | Gowanus Gas Turbines Generating | 2494 | GT12 | 20 |  | GT | DFO | 40.6635 | -74.0051
R1012 | Astoria Generating Company L.P. | Gowanus 1-3 | J | 24079 | Brooklyn | 047 | 36 | 1971-06-01 | 20 | 17.2 | 22.5 | 17.8 | 23.5 |  | GT | FO2 |  | 0.11 |  |  | Gowanus Generating Station | 2494 | CT01-3 | GT13 | 20 | Diesel Oil | Gowanus Gas Turbines Generating | 2494 | GT13 | 20 |  | GT | DFO | 40.6635 | -74.0051
R1013 | Astoria Generating Company L.P. | Gowanus 1-4 | J | 24080 | Brooklyn | 047 | 36 | 1971-06-01 | 20 | 17.1 | 22.3 | 16.2 | 22 |  | GT | FO2 |  | 0.09 |  |  | Gowanus Generating Station | 2494 | CT01-4 | GT14 | 20 | Diesel Oil | Gowanus Gas Turbines Generating | 2494 | GT14 | 20 |  | GT | DFO | 40.6635 | -74.0051
R1014 | Astoria Generating Company L.P. | Gowanus 1-5 | J | 24084 | Brooklyn | 047 | 36 | 1971-06-01 | 20 | 16.5 | 21.6 | 17.2 | 20.3 |  | GT | FO2 |  | 0.09 |  |  | Gowanus Generating Station | 2494 | CT01-5 | GT15 | 20 | Diesel Oil | Gowanus Gas Turbines Generating | 2494 | GT15 | 20 |  | GT | DFO | 40.6635 | -74.0051
R1015 | Astoria Generating Company L.P. | Gowanus 1-6 | J | 24111 | Brooklyn | 047 | 36 | 1971-06-01 | 20 | 18 | 23.5 | 16.3 | 21 |  | GT | FO2 |  | 0.1 |  |  | Gowanus Generating Station | 2494 | CT01-6 | GT16 | 20 | Diesel Oil | Gowanus Gas Turbines Generating | 2494 | GT16 | 20 |  | GT | DFO | 40.6635 | -74.0051
R1016 | Astoria Generating Company L.P. | Gowanus 1-7 | J | 24112 | Brooklyn | 047 | 36 | 1971-06-01 | 20 | 17.6 | 23 | 16.7 | 24.3 |  | GT | FO2 |  | 0.1847 |  |  | Gowanus Generating Station | 2494 | CT01-7 | GT17 | 20 | Diesel Oil | Gowanus Gas Turbines Generating | 2494 | GT17 | 20 |  | GT | DFO | 40.6635 | -74.0051
R1017 | Astoria Generating Company L.P. | Gowanus 1-8 | J | 24113 | Brooklyn | 047 | 36 | 1971-06-01 | 20 | 16.1 | 21 | 15.1 | 21.9 |  | GT | FO2 |  | 0.1 |  |  | Gowanus Generating Station | 2494 | CT01-8 | GT18 | 20 | Diesel Oil | Gowanus Gas Turbines Generating | 2494 | GT18 | 20 |  | GT | DFO | 40.6635 | -74.0051
R1018 | Astoria Generating Company L.P. | Gowanus 2-1 | J | 24114 | Brooklyn | 047 | 36 | 1971-06-01 | 20 | 17.9 | 23.4 | 17.1 | 22.2 | YES | GT | FO2 | NG | 0.45 |  |  | Gowanus Generating Station | 2494 | CT02-1 | GT21 | 20 | Diesel Oil | Gowanus Gas Turbines Generating | 2494 | GT21 | 20 |  | GT | NG | 40.6635 | -74.0051
R1019 | Astoria Generating Company L.P. | Gowanus 2-2 | J | 24115 | Brooklyn | 047 | 36 | 1971-06-01 | 20 | 18.8 | 24.6 | 18.5 | 23.1 | YES | GT | FO2 | NG | 0.31 |  |  | Gowanus Generating Station | 2494 | CT02-2 | GT22 | 20 | Diesel Oil | Gowanus Gas Turbines Generating | 2494 | GT22 | 20 |  | GT | NG | 40.6635 | -74.0051
R1020 | Astoria Generating Company L.P. | Gowanus 2-3 | J | 24116 | Brooklyn | 047 | 36 | 1971-06-01 | 20 | 20.6 | 26.9 | 20 | 24.3 | YES | GT | FO2 | NG | 0.41 |  |  | Gowanus Generating Station | 2494 | CT02-3 | GT23 | 20 | Diesel Oil | Gowanus Gas Turbines Generating | 2494 | GT23 | 20 |  | GT | NG | 40.6635 | -74.0051
R1021 | Astoria Generating Company L.P. | Gowanus 2-4 | J | 24117 | Brooklyn | 047 | 36 | 1971-06-01 | 20 | 19.3 | 25.2 | 17.4 | 22.2 | YES | GT | FO2 | NG | 0.32 |  |  | Gowanus Generating Station | 2494 | CT02-4 | GT24 | 20 | Diesel Oil | Gowanus Gas Turbines Generating | 2494 | GT24 | 20 |  | GT | NG | 40.6635 | -74.0051
R1022 | Astoria Generating Company L.P. | Gowanus 2-5 | J | 24118 | Brooklyn | 047 | 36 | 1971-06-01 | 20 | 18.6 | 24.3 | 18.8 | 23.7 | YES | GT | FO2 | NG | 0.44 |  |  | Gowanus Generating Station | 2494 | CT02-5 | GT25 | 20 | Diesel Oil | Gowanus Gas Turbines Generating | 2494 | GT25 | 20 |  | GT | NG | 40.6635 | -74.0051
R1023 | Astoria Generating Company L.P. | Gowanus 2-6 | J | 24119 | Brooklyn | 047 | 36 | 1971-06-01 | 20 | 20.3 | 26.5 | 20.2 | 24.3 | YES | GT | FO2 | NG | 0.33 |  |  | Gowanus Generating Station | 2494 | CT02-6 | GT26 | 20 | Diesel Oil | Gowanus Gas Turbines Generating | 2494 | GT26 | 20 |  | GT | NG | 40.6635 | -74.0051
R1024 | Astoria Generating Company L.P. | Gowanus 2-7 | J | 24120 | Brooklyn | 047 | 36 | 1971-06-01 | 20 | 19.6 | 25.6 | 19.1 | 23.3 | YES | GT | FO2 | NG | 0.34 |  |  | Gowanus Generating Station | 2494 | CT02-7 | GT27 | 20 | Diesel Oil | Gowanus Gas Turbines Generating | 2494 | GT27 | 20 |  | GT | NG | 40.6635 | -74.0051
R1025 | Astoria Generating Company L.P. | Gowanus 2-8 | J | 24121 | Brooklyn | 047 | 36 | 1971-06-01 | 20 | 17.7 | 23.1 | 16.1 | 22.1 | YES | GT | FO2 | NG | 0.29 |  |  | Gowanus Generating Station | 2494 | CT02-8 | GT28 | 20 | Diesel Oil | Gowanus Gas Turbines Generating | 2494 | GT28 | 20 |  | GT | NG | 40.6635 | -74.0051
R1026 | Astoria Generating Company L.P. | Gowanus 3-1 | J | 24122 | Brooklyn | 047 | 36 | 1971-07-01 | 20 | 17.7 | 23.1 | 16.7 | 22.5 | YES | GT | FO2 | NG | 0.39 |  |  | Gowanus Generating Station | 2494 | CT03-1 | GT31 | 20 | Diesel Oil | Gowanus Gas Turbines Generating | 2494 | GT31 | 20 |  | GT | NG | 40.6635 | -74.0051
R1027 | Astoria Generating Company L.P. | Gowanus 3-2 | J | 24123 | Brooklyn | 047 | 36 | 1971-07-01 | 20 | 17.7 | 23.1 | 16.8 | 21.9 | YES | GT | FO2 | NG | 0.26 |  |  | Gowanus Generating Station | 2494 | CT03-2 | GT32 | 20 | Diesel Oil | Gowanus Gas Turbines Generating | 2494 | GT32 | 20 |  | GT | NG | 40.6635 | -74.0051
R1028 | Astoria Generating Company L.P. | Gowanus 3-3 | J | 24124 | Brooklyn | 047 | 36 | 1971-07-01 | 20 | 19.8 | 25.9 | 18.1 | 23.6 | YES | GT | FO2 | NG | 0.38 |  |  | Gowanus Generating Station | 2494 | CT03-3 | GT33 | 20 | Diesel Oil | Gowanus Gas Turbines Generating | 2494 | GT33 | 20 |  | GT | NG | 40.6635 | -74.0051
R1029 | Astoria Generating Company L.P. | Gowanus 3-4 | J | 24125 | Brooklyn | 047 | 36 | 1971-07-01 | 20 | 17.9 | 23.4 | 16.2 | 22 | YES | GT | FO2 | NG | 0.38 |  |  | Gowanus Generating Station | 2494 | CT03-4 | GT34 | 20 | Diesel Oil | Gowanus Gas Turbines Generating | 2494 | GT34 | 20 |  | GT | NG | 40.6635 | -74.0051
R1030 | Astoria Generating Company L.P. | Gowanus 3-5 | J | 24126 | Brooklyn | 047 | 36 | 1971-07-01 | 20 | 19 | 24.8 | 17.3 | 23.5 | YES | GT | FO2 | NG | 0.245 |  |  | Gowanus Generating Station | 2494 | CT03-5 | GT35 | 20 | Diesel Oil | Gowanus Gas Turbines Generating | 2494 | GT35 | 20 |  | GT | NG | 40.6635 | -74.0051
R1031 | Astoria Generating Company L.P. | Gowanus 3-6 | J | 24127 | Brooklyn | 047 | 36 | 1971-07-01 | 20 | 17.6 | 23 | 15.5 | 22.1 | YES | GT | FO2 | NG | 0.26 |  |  | Gowanus Generating Station | 2494 | CT03-6 | GT36 | 20 | Diesel Oil | Gowanus Gas Turbines Generating | 2494 | GT36 | 20 |  | GT | NG | 40.6635 | -74.0051
R1032 | Astoria Generating Company L.P. | Gowanus 3-7 | J | 24128 | Brooklyn | 047 | 36 | 1971-07-01 | 20 | 18.1 | 23.6 | 17.9 | 24.2 | YES | GT | FO2 | NG | 0.13 |  |  | Gowanus Generating Station | 2494 | CT03-7 | GT37 | 20 | Diesel Oil | Gowanus Gas Turbines Generating | 2494 | GT37 | 20 |  | GT | NG | 40.6635 | -74.0051
R1033 | Astoria Generating Company L.P. | Gowanus 3-8 | J | 24129 | Brooklyn | 047 | 36 | 1971-07-01 | 20 | 19 | 24.8 | 17.6 | 24.9 | YES | GT | FO2 | NG | 0.1 |  |  | Gowanus Generating Station | 2494 | CT03-8 | GT38 | 20 | Diesel Oil | Gowanus Gas Turbines Generating | 2494 | GT38 | 20 |  | GT | NG | 40.6635 | -74.0051
R1034 | Astoria Generating Company L.P. | Gowanus 4-1 | J | 24130 | Brooklyn | 047 | 36 | 1971-07-01 | 20 | 16.8 | 21.9 | 18.2 | 23.3 |  | GT | FO2 |  | 0.16 |  |  | Gowanus Generating Station | 2494 | CT04-1 | GT41 | 20 | Diesel Oil | Gowanus Gas Turbines Generating | 2494 | GT41 | 20 |  | GT | DFO | 40.6635 | -74.0051
R1035 | Astoria Generating Company L.P. | Gowanus 4-2 | J | 24131 | Brooklyn | 047 | 36 | 1971-07-01 | 20 | 17.3 | 22.6 | 17.9 | 22.4 |  | GT | FO2 |  | 0.123 |  |  | Gowanus Generating Station | 2494 | CT04-2 | GT42 | 20 | Diesel Oil | Gowanus Gas Turbines Generating | 2494 | GT42 | 20 |  | GT | DFO | 40.6635 | -74.0051
R1036 | Astoria Generating Company L.P. | Gowanus 4-3 | J | 24132 | Brooklyn | 047 | 36 | 1971-07-01 | 20 | 17.6 | 23 | 16.4 | 21.3 |  | GT | FO2 |  | 0.13 |  |  | Gowanus Generating Station | 2494 | CT04-3 | GT43 | 20 | Diesel Oil | Gowanus Gas Turbines Generating | 2494 | GT43 | 20 |  | GT | DFO | 40.6635 | -74.0051
R1037 | Astoria Generating Company L.P. | Gowanus 4-4 | J | 24133 | Brooklyn | 047 | 36 | 1971-07-01 | 20 | 17.1 | 22.3 | 16.5 | 20.9 |  | GT | FO2 |  | 0.11 |  |  | Gowanus Generating Station | 2494 | CT04-4 | GT44 | 20 | Diesel Oil | Gowanus Gas Turbines Generating | 2494 | GT44 | 20 |  | GT | DFO | 40.6635 | -74.0051
R1038 | Astoria Generating Company L.P. | Gowanus 4-5 | J | 24134 | Brooklyn | 047 | 36 | 1971-07-01 | 20 | 17.1 | 22.3 | 16.2 | 21.3 |  | GT | FO2 |  | 0.11 |  |  | Gowanus Generating Station | 2494 | CT04-5 | GT45 | 20 | Diesel Oil | Gowanus Gas Turbines Generating | 2494 | GT45 | 20 |  | GT | DFO | 40.6635 | -74.0051
R1039 | Astoria Generating Company L.P. | Gowanus 4-6 | J | 24135 | Brooklyn | 047 | 36 | 1971-07-01 | 20 | 18.6 | 24.3 | 18 | 24.3 |  | GT | FO2 |  | 0.16102 |  |  | Gowanus Generating Station | 2494 | CT04-6 | GT46 | 20 | Diesel Oil | Gowanus Gas Turbines Generating | 2494 | GT46 | 20 |  | GT | DFO | 40.6635 | -74.0051
R1040 | Astoria Generating Company L.P. | Gowanus 4-7 | J | 24136 | Brooklyn | 047 | 36 | 1971-07-01 | 20 | 16.6 | 21.7 | 16.6 | 22.3 |  | GT | FO2 |  | 0.13 |  |  | Gowanus Generating Station | 2494 | CT04-7 | GT47 | 20 | Diesel Oil | Gowanus Gas Turbines Generating | 2494 | GT47 | 20 |  | GT | DFO | 40.6635 | -74.0051
R1041 | Astoria Generating Company L.P. | Gowanus 4-8 | J | 24137 | Brooklyn | 047 | 36 | 1971-07-01 | 20 | 19 | 24.8 | 16.6 | 22.4 |  | GT | FO2 |  | 0.12 |  |  | Gowanus Generating Station | 2494 | CT04-8 | GT48 | 20 | Diesel Oil | Gowanus Gas Turbines Generating | 2494 | GT48 | 20 |  | GT | DFO | 40.6635 | -74.0051
R1459 | New York Power Authority | Gowanus 5 | J | 24156 | Brooklyn | 047 | 36 | 2001-08-01 | 47 | 45.4 | 45.4 | 40 | 40 |  | GT | NG |  | 52.1734 |  |  | 23rd and 3rd | 7910 | 2301 | 1 | 47 | Pipeline Natural Gas | Joseph J Seymour Power Project | 7910 | 1 | 47 |  | GT | NG | 40.6631 | -74
R1460 | New York Power Authority | Gowanus 6 | J | 24157 | Brooklyn | 047 | 36 | 2001-08-01 | 47 | 46.1 | 46.1 | 39.9 | 39.9 |  | GT | NG |  | 37.5961 |  |  | 23rd and 3rd | 7910 | 2302 | 2 | 47 | Pipeline Natural Gas | Joseph J Seymour Power Project | 7910 | 2 | 47 |  | GT | NG | 40.6631 | -74
R1135 | Emera Energy U.S. Subsidiary No. 1, Inc. | Greenidge 4 | C | 23583 | Torrey | 123 | 36 | 1953-12-01 | 112.5 | 106.3 | 106.3 | 104.3 | 104 |  | ST | NG | WD | 165.1992 | ( 3 ) ( D ) |  | Greenidge Generation LLC | 2527 | 6 | 4 | 105.9 | Pipeline Natural Gas | Greenidge Generation LLC | 2527 | 4 | 112 | 6 | ST | NG | 42.6789 | -76.9483
R1393 | Long Island Power Authority | Greenport GT1 | K | 23814 | Greenport | 103 | 36 | 2003-07-02 | 54 | 51.9 | 52.4 | 53.5 | 55.3 |  | JE | FO2 |  | 8.8024 |  |  | Hawkeye Energy Greenport, LLC | 55969 | U-01 | U-01 | 54 | Diesel Oil | Hawkeye Energy Greenport LLC | 55969 | U-01 | 54 |  | GT | KER | 41.106 | -72.3762
R1462 | New York Power Authority | Greenport IC 4 | K | 1652 | Greenport | 103 | 36 | 1957-06-06 | 1.2 | 1.7 | 1.7 | 0.93529 | 1.1 |  | IC | FO2 |  | 0.002
R1463 | New York Power Authority | Greenport IC 5 | K | 1652 | Greenport | 103 | 36 | 1965-07-08 | 1.8 | 1.7 | 1.7 | 1.4029 | 1.6 |  | IC | FO2 |  | 0.002
R1464 | New York Power Authority | Greenport IC 6 | K | 1652 | Greenport | 103 | 36 | 1971-09-17 | 3.8 | 2.7 | 2.7 | 2.9618 | 2.6 |  | IC | FO2 |  | 0.006
R1465 | New York Power Authority | Harlem River 1 | J | 24160 | Bronx | 005 | 36 | 2001-08-01 | 47 | 46 | 46 | 39.9 | 39.9 |  | GT | NG |  | 12.6991 |  |  | Harlem River Yard | 7914 | HR01 | HR01 | 47 | Pipeline Natural Gas | Harlem River Yard | 7914 | HR01 | 47 |  | GT | NG | 40.7991 | -73.9156
R1466 | New York Power Authority | Harlem River 2 | J | 24161 | Bronx | 005 | 36 | 2001-08-01 | 47 | 45.2 | 45.2 | 40 | 40 |  | GT | NG |  | 10.8669 |  |  | Harlem River Yard | 7914 | HR02 | HR02 | 47 | Pipeline Natural Gas | Harlem River Yard | 7914 | HR02 | 47 |  | GT | NG | 40.7991 | -73.9156
R1494 | New York State Elec. & Gas Corp. | Harris Lake | D | 5018 | Newcomb | 031 | 36 | 1967-08-01 | 1.7 | 0 | 0 | 0 | 0 |  | IC | FO2
R1467 | New York Power Authority | Hellgate 1 | J | 24158 | Bronx | 005 | 36 | 2001-08-01 | 47 | 45 | 45 | 39.9 | 39.9 |  | GT | NG |  | 16.1558 |  |  | Hell Gate | 7913 | HG01 | HG01 | 47 | Pipeline Natural Gas | Hell Gate | 7913 | HG01 | 47 |  | GT | NG | 40.799 | -73.9094
R1468 | New York Power Authority | Hellgate 2 | J | 24159 | Bronx | 005 | 36 | 2001-08-01 | 47 | 45 | 45 | 40 | 40 |  | GT | NG |  | 12.6929 |  |  | Hell Gate | 7913 | HG02 | HG02 | 47 | Pipeline Natural Gas | Hell Gate | 7913 | HG02 | 47 |  | GT | NG | 40.799 | -73.9094
R1394 | Long Island Power Authority | Hempstead (RR) | K | 23647 | Hempstead | 059 | 36 | 1989-10-01 | 78.6 | 73.7 | 73.7 | 74.3 | 75.2 |  | ST | REF |  | 593.5236
R1314 | Exelon Generation Company, LLC | High Acres 1 | C | 23767 | Fairport | 117 | 36 | 1991-06-01 | 3.2 | 3.2 | 3.2 | 3.2 | 3.2 |  | IC | MTE |  | 24.28
R1315 | Exelon Generation Company, LLC | High Acres 2 | C | 23767 | Fairport | 117 | 36 | 2008-02-28 | 6.4 | 6.4 | 6.4 | 6.4 | 6.4 |  | IC | MTE |  | 48.158
R1692 | Seneca Power Partners, L.P. | Hillburn GT | G | 23639 | Hillburn | 087 | 36 | 1971-04-01 | 46.5 | 37.9 | 51.8 | 35.1 | 44.9 | YES | JE | NG | KER | 0.4284 |  |  | Hillburn | 2628 | 001 | GEN1 | 46.5 | Pipeline Natural Gas | Hillburn | 2628 | GEN1 | 46.5 |  | GT | NG | 41.1269 | -74.1653
R1395 | Long Island Power Authority | Holtsville 01 | K | 23690 | Holtsville | 103 | 36 | 1974-07-01 | 56.7 | 55.1 | 70.1 | 57.4 | 64.8 |  | JE | FO2 |  | 0.626 |  | Y | Holtsville Facility | 8007 | U00001 | 1 | 56.7 | Diesel Oil | Holtsville | 8007 | 1 | 56.7 |  | GT | KER | 40.817 | -73.0663
R1395 | Long Island Power Authority | Holtsville 01 | K | 23690 | Holtsville | 103 | 36 | 1974-07-01 | 56.7 | 55.1 | 70.1 | 57.4 | 64.8 |  | JE | FO2 |  | 0.626 |  | Y | Holtsville Facility | 8007 | U00002 | 1 | 56.7 | Diesel Oil | Holtsville | 8007 | 1 | 56.7 |  | GT | KER | 40.817 | -73.0663
R1396 | Long Island Power Authority | Holtsville 02 | K | 23691 | Holtsville | 103 | 36 | 1974-07-01 | 56.7 | 55.3 | 70.3 | 53.1 | 63.5 |  | JE | FO2 |  | 0.363 |  | Y | Holtsville Facility | 8007 | U00003 | 2 | 56.7 | Diesel Oil | Holtsville | 8007 | 2 | 56.7 |  | GT | KER | 40.817 | -73.0663
R1396 | Long Island Power Authority | Holtsville 02 | K | 23691 | Holtsville | 103 | 36 | 1974-07-01 | 56.7 | 55.3 | 70.3 | 53.1 | 63.5 |  | JE | FO2 |  | 0.363 |  | Y | Holtsville Facility | 8007 | U00004 | 2 | 56.7 | Diesel Oil | Holtsville | 8007 | 2 | 56.7 |  | GT | KER | 40.817 | -73.0663
R1397 | Long Island Power Authority | Holtsville 03 | K | 23692 | Holtsville | 103 | 36 | 1974-07-01 | 56.7 | 52.1 | 66.3 | 52.6 | 63.1 |  | JE | FO2 |  | 0.97 |  | Y | Holtsville Facility | 8007 | U00005 | 3 | 56.7 | Diesel Oil | Holtsville | 8007 | 3 | 56.7 |  | GT | KER | 40.817 | -73.0663
R1397 | Long Island Power Authority | Holtsville 03 | K | 23692 | Holtsville | 103 | 36 | 1974-07-01 | 56.7 | 52.1 | 66.3 | 52.6 | 63.1 |  | JE | FO2 |  | 0.97 |  | Y | Holtsville Facility | 8007 | U00006 | 3 | 56.7 | Diesel Oil | Holtsville | 8007 | 3 | 56.7 |  | GT | KER | 40.817 | -73.0663
R1398 | Long Island Power Authority | Holtsville 04 | K | 23693 | Holtsville | 103 | 36 | 1974-07-01 | 56.7 | 52.7 | 67 | 52.4 | 63.2 |  | JE | FO2 |  | 2.433 |  | Y | Holtsville Facility | 8007 | U00007 | 4 | 56.7 | Diesel Oil | Holtsville | 8007 | 4 | 56.7 |  | GT | KER | 40.817 | -73.0663
R1398 | Long Island Power Authority | Holtsville 04 | K | 23693 | Holtsville | 103 | 36 | 1974-07-01 | 56.7 | 52.7 | 67 | 52.4 | 63.2 |  | JE | FO2 |  | 2.433 |  | Y | Holtsville Facility | 8007 | U00008 | 4 | 56.7 | Diesel Oil | Holtsville | 8007 | 4 | 56.7 |  | GT | KER | 40.817 | -73.0663
R1399 | Long Island Power Authority | Holtsville 05 | K | 23694 | Holtsville | 103 | 36 | 1974-07-01 | 56.7 | 53.3 | 67.8 | 55 | 64.8 |  | JE | FO2 |  | 0.423 |  | Y | Holtsville Facility | 8007 | U00009 | 5 | 56.7 | Diesel Oil | Holtsville | 8007 | 5 | 56.7 |  | GT | KER | 40.817 | -73.0663
R1399 | Long Island Power Authority | Holtsville 05 | K | 23694 | Holtsville | 103 | 36 | 1974-07-01 | 56.7 | 53.3 | 67.8 | 55 | 64.8 |  | JE | FO2 |  | 0.423 |  | Y | Holtsville Facility | 8007 | U00010 | 5 | 56.7 | Diesel Oil | Holtsville | 8007 | 5 | 56.7 |  | GT | KER | 40.817 | -73.0663
R1400 | Long Island Power Authority | Holtsville 06 | K | 23695 | Holtsville | 103 | 36 | 1975-07-01 | 56.7 | 53 | 67.4 | 48.9 | 62.3 |  | JE | FO2 |  | 3.008 |  | Y | Holtsville Facility | 8007 | U00011 | 6 | 56.7 | Diesel Oil | Holtsville | 8007 | 6 | 56.7 |  | GT | KER | 40.817 | -73.0663
R1400 | Long Island Power Authority | Holtsville 06 | K | 23695 | Holtsville | 103 | 36 | 1975-07-01 | 56.7 | 53 | 67.4 | 48.9 | 62.3 |  | JE | FO2 |  | 3.008 |  | Y | Holtsville Facility | 8007 | U00012 | 6 | 56.7 | Diesel Oil | Holtsville | 8007 | 6 | 56.7 |  | GT | KER | 40.817 | -73.0663
R1401 | Long Island Power Authority | Holtsville 07 | K | 23696 | Holtsville | 103 | 36 | 1975-07-01 | 56.7 | 55.1 | 70.1 | 53.3 | 64.1 |  | JE | FO2 |  | 0.796 |  | Y | Holtsville Facility | 8007 | U00013 | 7 | 56.7 | Diesel Oil | Holtsville | 8007 | 7 | 56.7 |  | GT | KER | 40.817 | -73.0663
R1401 | Long Island Power Authority | Holtsville 07 | K | 23696 | Holtsville | 103 | 36 | 1975-07-01 | 56.7 | 55.1 | 70.1 | 53.3 | 64.1 |  | JE | FO2 |  | 0.796 |  | Y | Holtsville Facility | 8007 | U00014 | 7 | 56.7 | Diesel Oil | Holtsville | 8007 | 7 | 56.7 |  | GT | KER | 40.817 | -73.0663
R1402 | Long Island Power Authority | Holtsville 08 | K | 23697 | Holtsville | 103 | 36 | 1975-07-01 | 56.7 | 57.4 | 73 | 52.4 | 66.4 |  | JE | FO2 |  | 1.21 |  | Y | Holtsville Facility | 8007 | U00015 | 8 | 56.7 | Diesel Oil | Holtsville | 8007 | 8 | 56.7 |  | GT | KER | 40.817 | -73.0663
R1402 | Long Island Power Authority | Holtsville 08 | K | 23697 | Holtsville | 103 | 36 | 1975-07-01 | 56.7 | 57.4 | 73 | 52.4 | 66.4 |  | JE | FO2 |  | 1.21 |  | Y | Holtsville Facility | 8007 | U00016 | 8 | 56.7 | Diesel Oil | Holtsville | 8007 | 8 | 56.7 |  | GT | KER | 40.817 | -73.0663
R1403 | Long Island Power Authority | Holtsville 09 | K | 23698 | Holtsville | 103 | 36 | 1975-07-01 | 56.7 | 57.5 | 73.1 | 56.1 | 71.2 |  | JE | FO2 |  | 0.867 |  | Y | Holtsville Facility | 8007 | U00017 | 9 | 56.7 | Diesel Oil | Holtsville | 8007 | 9 | 56.7 |  | GT | KER | 40.817 | -73.0663
R1403 | Long Island Power Authority | Holtsville 09 | K | 23698 | Holtsville | 103 | 36 | 1975-07-01 | 56.7 | 57.5 | 73.1 | 56.1 | 71.2 |  | JE | FO2 |  | 0.867 |  | Y | Holtsville Facility | 8007 | U00018 | 9 | 56.7 | Diesel Oil | Holtsville | 8007 | 9 | 56.7 |  | GT | KER | 40.817 | -73.0663
R1404 | Long Island Power Authority | Holtsville 10 | K | 23699 | Holtsville | 103 | 36 | 1975-07-01 | 56.7 | 55.1 | 70.1 | 53.8 | 66.7 |  | JE | FO2 |  | 2.594 |  | Y | Holtsville Facility | 8007 | U00019 | 10 | 56.7 | Diesel Oil | Holtsville | 8007 | 10 | 56.7 |  | GT | KER | 40.817 | -73.0663
R1404 | Long Island Power Authority | Holtsville 10 | K | 23699 | Holtsville | 103 | 36 | 1975-07-01 | 56.7 | 55.1 | 70.1 | 53.8 | 66.7 |  | JE | FO2 |  | 2.594 |  | Y | Holtsville Facility | 8007 | U00020 | 10 | 56.7 | Diesel Oil | Holtsville | 8007 | 10 | 56.7 |  | GT | KER | 40.817 | -73.0663
R1108 | Consolidated Edison Co. of NY, Inc. | Hudson Ave 3 | J | 23810 | Brooklyn | 047 | 36 | 1970-07-01 | 16.3 | 16 | 20.9 | 15.6 | 18.9 |  | GT | KER |  | 0.9721 |  |  | Hudson Avenue | 2496 | CT0003 | GT3 | 16.3 | Other Oil | Hudson Avenue | 2496 | GT3 | 16.3 |  | GT | KER | 40.7052 | -73.9807
R1109 | Consolidated Edison Co. of NY, Inc. | Hudson Ave 4 | J | 23540 | Brooklyn | 047 | 36 | 1970-07-01 | 16.3 | 13.9 | 18.2 | 14 | 16.2 |  | GT | KER |  | 0.4236 |  |  | Hudson Avenue | 2496 | CT0004 | 4 | 16.3 | Other Oil | Hudson Avenue | 2496 | 4 | 16.3 |  | GT | KER | 40.7052 | -73.9807
R1110 | Consolidated Edison Co. of NY, Inc. | Hudson Ave 5 | J | 23657 | Brooklyn | 047 | 36 | 1970-07-01 | 16.3 | 15.1 | 19.7 | 14.6 | 16.5 |  | GT | KER |  | 0.7085 |  |  | Hudson Avenue | 2496 | CT0005 | GT5 | 16.3 | Other Oil | Hudson Avenue | 2496 | GT5 | 16.3 |  | GT | KER | 40.7052 | -73.9807
R1405 | Long Island Power Authority | Huntington (RR) | K | 323705 | Huntington | 103 | 36 | 1991-12-01 | 28 | 24.7 | 24.7 | 24.3 | 24.3 |  | ST | REF |  | 193.9428
R1582 | Niagara Mohawk Power Corp. | Hydrocarbon-Algny | A | 23774 | Allegany | 003 | 36 | 1992-12-01 | 0.2 | 0 | 0 | 0 | 0 |  | IC | NG
R1359 | Innovative Energy Systems, Inc. | Hyland LFGE | B | 323620 | Angelica | 003 | 36 | 2008-09-08 | 4.8 | 4.8 | 4.8 | 4.8 | 4.8 |  | IC | MTE |  | 38.0771
| Indeck-Corinth LP | Indeck-Corinth | F | 23802 | Corinth | 091 | 36 | 1995-07-01 | 147 | 131.2 | 134 | 130.6 | 134.7 | YES | CC | NG | FO2 | 665.264 |  | Y | Indeck-Corinth Energy Center | 50458 | 1 | GEN1 | 92 | Pipeline Natural Gas | Indeck Corinth Energy Center | 50458 | GEN1 | 92 |  | CT | NG | 43.25 | -73.8125
R1349 | Indeck-Corinth LP | Indeck-Corinth | F | 23802 | Corinth | 091 | 36 | 1995-07-01 | 147 | 131.2 | 134 | 130.6 | 134.7 | YES | CC | NG | FO2 | 665.264 |  | Y | Indeck-Corinth Energy Center | 50458 | 1 | GEN2 | 55 | Pipeline Natural Gas | Indeck Corinth Energy Center | 50458 | GEN2 | 55 | HRSG1 | CA | NG | 43.25 | -73.8125
| Indeck-Olean LP | Indeck-Olean | A | 23982 | Olean | 009 | 36 | 1993-12-01 | 90.6 | 79.4 | 88.5 | 78.7 | 87.8 | YES | CC | NG | FO2 | 83.1057 |  | Y | Indeck-Olean Energy Center | 54076 | 1 | GEN1 | 46 | Pipeline Natural Gas | Indeck Olean Energy Center | 54076 | GEN1 | 46 |  | CT | NG | 42.0859 | -78.4543
R1350 | Indeck-Olean LP | Indeck-Olean | A | 23982 | Olean | 009 | 36 | 1993-12-01 | 90.6 | 79.4 | 88.5 | 78.7 | 87.8 | YES | CC | NG | FO2 | 83.1057 |  | Y | Indeck-Olean Energy Center | 54076 | 1 | GEN2 | 44.7 | Pipeline Natural Gas | Indeck Olean Energy Center | 54076 | GEN2 | 44.6 | HRSG1 | CA | NG | 42.0859 | -78.4543
| Indeck-Oswego LP | Indeck-Oswego | C | 23783 | Oswego | 075 | 36 | 1990-05-01 | 57.4 | 51.6 | 66.7 | 48.9 | 61.4 | YES | CC | NG | FO2 | 55.8175 |  | Y | Indeck-Oswego Energy Center | 50450 | 1 | GEN1 | 41.3 | Pipeline Natural Gas | Indeck Oswego Energy Center | 50450 | GEN1 | 41.2 |  | CT | NG | 43.4717 | -76.4935
R1351 | Indeck-Oswego LP | Indeck-Oswego | C | 23783 | Oswego | 075 | 36 | 1990-05-01 | 57.4 | 51.6 | 66.7 | 48.9 | 61.4 | YES | CC | NG | FO2 | 55.8175 |  | Y | Indeck-Oswego Energy Center | 50450 | 1 | GEN2 | 16.3 | Pipeline Natural Gas | Indeck Oswego Energy Center | 50450 | GEN2 | 16.2 | HRSG1 | CA | NG | 43.4717 | -76.4935
| Indeck Energy Services of Silver Springs | Indeck-Silver Springs | C | 23768 | Silver Springs | 121 | 36 | 1991-04-01 | 56.6 | 51.5 | 66.1 | 49.1 | 62.5 | YES | CC | NG | FO2 | 54.5746 |  | Y | Indeck-Silver Springs Energy Center | 50449 | 1 | GEN1 | 39.4 | Pipeline Natural Gas | Indeck Silver Springs Energy Center | 50449 | GEN1 | 39.4 |  | CT | NG | 42.6544 | -78.0772
R1348 | Indeck Energy Services of Silver Springs | Indeck-Silver Springs | C | 23768 | Silver Springs | 121 | 36 | 1991-04-01 | 56.6 | 51.5 | 66.1 | 49.1 | 62.5 | YES | CC | NG | FO2 | 54.5746 |  | Y | Indeck-Silver Springs Energy Center | 50449 | 1 | GEN2 | 17.3 | Pipeline Natural Gas | Indeck Silver Springs Energy Center | 50449 | GEN2 | 17.2 | HRSG1 | CA | NG | 42.6544 | -78.0772
| Indeck-Yerkes LP | Indeck-Yerkes | A | 23781 | Tonawanda | 029 | 36 | 1990-02-01 | 59.9 | 49.7 | 60.5 | 47.7 | 56.7 | YES | CC | NG | FO2 | 48.7513 |  | Y | Indeck-Yerkes Energy Center | 50451 | 1 | GEN1 | 40.7 | Pipeline Natural Gas | Indeck Yerkes Energy Center | 50451 | GEN1 | 40.6 |  | CT | NG | 42.9671 | -78.9182
R1352 | Indeck-Yerkes LP | Indeck-Yerkes | A | 23781 | Tonawanda | 029 | 36 | 1990-02-01 | 59.9 | 49.7 | 60.5 | 47.7 | 56.7 | YES | CC | NG | FO2 | 48.7513 |  | Y | Indeck-Yerkes Energy Center | 50451 | 1 | GEN2 | 19.4 | Pipeline Natural Gas | Indeck Yerkes Energy Center | 50451 | GEN2 | 19.3 | HRSG1 | CA | NG | 42.9671 | -78.9182
R1126 | Dynegy Marketing and Trade, LLC | Independence | C | 23970 | Scriba | 075 | 36 | 1994-11-01 | 1254 | 956.4 | 1130.9 | 1002 | 1212 |  | CC | NG |  | 4298.002 |  | Y | Independence | 54547 | 1 | 1 | 169.2 | Pipeline Natural Gas | Sithe Independence Station | 54547 | 1 | 169.2 |  | CT | NG | 43.495 | -76.4511
| Dynegy Marketing and Trade, LLC | Independence | C | 23970 | Scriba | 075 | 36 | 1994-11-01 | 1254 | 956.4 | 1130.9 | 1002 | 1212 |  | CC | NG |  | 4298.002 |  | Y | Independence | 54547 | 1 | 5 | 204.5 | Pipeline Natural Gas | Sithe Independence Station | 54547 | 5 | 204.5 | HRSG 1 | CA | NG | 43.495 | -76.4511
| Dynegy Marketing and Trade, LLC | Independence | C | 23970 | Scriba | 075 | 36 | 1994-11-01 | 1254 | 956.4 | 1130.9 | 1002 | 1212 |  | CC | NG |  | 4298.002 |  | Y | Independence | 54547 | 2 | 2 | 169.2 | Pipeline Natural Gas | Sithe Independence Station | 54547 | 2 | 169.2 |  | CT | NG | 43.495 | -76.4511
| Dynegy Marketing and Trade, LLC | Independence | C | 23970 | Scriba | 075 | 36 | 1994-11-01 | 1254 | 956.4 | 1130.9 | 1002 | 1212 |  | CC | NG |  | 4298.002 |  | Y | Independence | 54547 | 2 | 5 | 204.5 | Pipeline Natural Gas | Sithe Independence Station | 54547 | 5 | 204.5 | HRSG 2 | CA | NG | 43.495 | -76.4511
| Dynegy Marketing and Trade, LLC | Independence | C | 23970 | Scriba | 075 | 36 | 1994-11-01 | 1254 | 956.4 | 1130.9 | 1002 | 1212 |  | CC | NG |  | 4298.002 |  | Y | Independence | 54547 | 3 | 3 | 169.2 | Pipeline Natural Gas | Sithe Independence Station | 54547 | 3 | 169.2 |  | CT | NG | 43.495 | -76.4511
| Dynegy Marketing and Trade, LLC | Independence | C | 23970 | Scriba | 075 | 36 | 1994-11-01 | 1254 | 956.4 | 1130.9 | 1002 | 1212 |  | CC | NG |  | 4298.002 |  | Y | Independence | 54547 | 3 | 6 | 204.5 | Pipeline Natural Gas | Sithe Independence Station | 54547 | 6 | 204.5 | HRSG 3 | CA | NG | 43.495 | -76.4511
| Dynegy Marketing and Trade, LLC | Independence | C | 23970 | Scriba | 075 | 36 | 1994-11-01 | 1254 | 956.4 | 1130.9 | 1002 | 1212 |  | CC | NG |  | 4298.002 |  | Y | Independence | 54547 | 4 | 4 | 169.2 | Pipeline Natural Gas | Sithe Independence Station | 54547 | 4 | 169.5 |  | CT | NG | 43.495 | -76.4511
| Dynegy Marketing and Trade, LLC | Independence | C | 23970 | Scriba | 075 | 36 | 1994-11-01 | 1254 | 956.4 | 1130.9 | 1002 | 1212 |  | CC | NG |  | 4298.002 |  | Y | Independence | 54547 | 4 | 6 | 204.5 | Pipeline Natural Gas | Sithe Independence Station | 54547 | 6 | 204.5 | HRSG 4 | CA | NG | 43.495 | -76.4511
R1658 | Orange and Rockland Utilities | Intl. Crossroads | G | 5056 | Mahwah NJ | 003 | 34 | 1987-12-01 | 3 | 0 | 0 | 0 | 0 | YES | IC | NG | FO2
R1406 | Long Island Power Authority | Islip (RR) | K | 323679 | Ronkonkoma | 103 | 36 | 1990-03-01 | 12.5 | 11.2 | 11.2 | 8.3 | 8.7 |  | ST | REF |  | 55.8567
| Jamestown Board of Public Utilities | Jamestown 5 | A | 1658 | Jamestown | 013 | 36 | 1951-08-01 | 28.7 | 23 | 23 | 22 | 21.378 |  | ST | NG | BIT | 17.4367 |  | Y | S A Carlson | 2682 | 10 | 5 | 30.5 | Pipeline Natural Gas | S A Carlson | 2682 | 5 | 24.5 | 10 | ST | NG | 42.0933 | -79.2478
| Jamestown Board of Public Utilities | Jamestown 5 | A | 1658 | Jamestown | 013 | 36 | 1951-08-01 | 28.7 | 23 | 23 | 22 | 21.378 |  | ST | NG | BIT | 17.4367 |  | Y | S A Carlson | 2682 | 20 | 5 | 30.5 | Pipeline Natural Gas | S A Carlson | 2682 | 5 | 24.5 |  | ST | NG | 42.0933 | -79.2478
R1361 | Jamestown Board of Public Utilities | Jamestown 5 | A | 1658 | Jamestown | 013 | 36 | 1951-08-01 | 28.7 | 23 | 23 | 22 | 21.378 |  | ST | NG | BIT | 17.4367 |  | Y | S A Carlson | 2682 | 9 | 5 | 30.5 | Pipeline Natural Gas | S A Carlson | 2682 | 5 | 24.5 | 9 | ST | NG | 42.0933 | -79.2478
| Jamestown Board of Public Utilities | Jamestown 6 | A | 1658 | Jamestown | 013 | 36 | 1968-08-01 | 25 | 22.4 | 22.4 | 19.1 | 18.622 |  | ST | NG | BIT | 17.0532 |  | Y | S A Carlson | 2682 | 10 | 6 | 27.2 | Pipeline Natural Gas | S A Carlson | 2682 | 6 | 24.5 | 10 | ST | NG | 42.0933 | -79.2478
| Jamestown Board of Public Utilities | Jamestown 6 | A | 1658 | Jamestown | 013 | 36 | 1968-08-01 | 25 | 22.4 | 22.4 | 19.1 | 18.622 |  | ST | NG | BIT | 17.0532 |  | Y | S A Carlson | 2682 | 20 | 6 | 27.2 | Pipeline Natural Gas | S A Carlson | 2682 | 6 | 24.5 |  | ST | NG | 42.0933 | -79.2478
R1362 | Jamestown Board of Public Utilities | Jamestown 6 | A | 1658 | Jamestown | 013 | 36 | 1968-08-01 | 25 | 22.4 | 22.4 | 19.1 | 18.622 |  | ST | NG | BIT | 17.0532 |  | Y | S A Carlson | 2682 | 9 | 6 | 27.2 | Pipeline Natural Gas | S A Carlson | 2682 | 6 | 24.5 | 9 | ST | NG | 42.0933 | -79.2478
R1363 | Jamestown Board of Public Utilities | Jamestown 7 | A | 1659 | Jamestown | 013 | 36 | 2002-01-01 | 47.3 | 40 | 40 | 39 | 45.2 |  | GT | NG |  | 121.3273 |  |  | S A Carlson | 2682 | 20 | 7 | 47.3 | Pipeline Natural Gas | S A Carlson | 2682 | 7 | 47.3 |  | GT | NG | 42.0933 | -79.2478
R1471 | New York Power Authority | Kent | J | 24152 | Brooklyn | 047 | 36 | 2001-08-01 | 47 | 46.9 | 46.9 | 46 | 46.6 |  | GT | NG |  | 39.0202 |  |  | North 1st | 7915 | NO1 | N01 | 47 | Pipeline Natural Gas | North 1st | 7915 | N01 | 47 |  | GT | NG | 40.7171 | -73.9664
| Calpine Energy Services LP | KIAC_JFK_GT1 | J | 23816 | Jamaica | 081 | 36 | 1995-02-01 | 60.6 | 58.7 | 58.7 | 59.1 | 61 | YES | CC | NG | FO2 | 578.8973 | ( G ) | Y | KIAC Cogeneration | 54114 | GT1 | GEN1 | 47.1 | Pipeline Natural Gas | Kennedy International Airport Cogen | 54114 | GEN1 | 47.1 |  | CT | NG | 40.6417 | -73.7778
R1074 | Calpine Energy Services LP | KIAC_JFK_GT1 | J | 23816 | Jamaica | 081 | 36 | 1995-02-01 | 60.6 | 58.7 | 58.7 | 59.1 | 61 | YES | CC | NG | FO2 | 578.8973 | ( G ) | Y | KIAC Cogeneration | 54114 | GT1 | GEN3 | 27 | Pipeline Natural Gas | Kennedy International Airport Cogen | 54114 | GEN3 | 27 | HRSG1 | CA | NG | 40.6417 | -73.7778
| Calpine Energy Services LP | KIAC_JFK_GT2 | J | 23817 | Jamaica | 081 | 36 | 1995-02-01 | 60.6 | 58.3 | 58.3 | 59 | 57.4 | YES | CC | NG | FO2 |  |  | Y | KIAC Cogeneration | 54114 | GT2 | GEN2 | 47.1 | Pipeline Natural Gas | Kennedy International Airport Cogen | 54114 | GEN2 | 47.1 |  | CT | NG | 40.6417 | -73.7778
R1075 | Calpine Energy Services LP | KIAC_JFK_GT2 | J | 23817 | Jamaica | 081 | 36 | 1995-02-01 | 60.6 | 58.3 | 58.3 | 59 | 57.4 | YES | CC | NG | FO2 |  |  | Y | KIAC Cogeneration | 54114 | GT2 | GEN3 | 27 | Pipeline Natural Gas | Kennedy International Airport Cogen | 54114 | GEN3 | 27 | HRSG2 | CA | NG | 40.6417 | -73.7778
R1586 | Niagara Mohawk Power Corp. | Laidlaw Energy | A | 23774 | Ellicottville | 009 | 36 | 1991-07-01 | 3.4 | 0 | 0 | 0 | 0 |  | GT | NG
R1587 | Niagara Mohawk Power Corp. | Laidlaw Energy | A | 23774 | Ellicottville | 009 | 36 | 1991-07-01 | 2.4 | 0 | 0 | 0 | 0 |  | ST | NG
R1659 | Orange and Rockland Utilities | Landfill G.Part19 | G | 5057 | Goshen | 071 | 36 | 1988-12-01 | 2.5 | 0 | 0 | 0 | 0 |  | IC | MTE
| East Coast Power, LLC | Linden Cogen | J | 23786 | Linden NJ | 039 | 34 | 1992-05-01 | 800 | 790.8 | 924.9 | 796.7 | 826.4 | YES | CC | NG | BUT | 3967.9671 | NJ | Y | Linden Cogeneration Facility | 50006 | 004001 | GTG6 | 172 | Pipeline Natural Gas | Linden Cogen Plant | 50006 | GTG6 | 212.5 |  | CT | NG | 40.6322 | -74.2156
| East Coast Power, LLC | Linden Cogen | J | 23786 | Linden NJ | 039 | 34 | 1992-05-01 | 800 | 790.8 | 924.9 | 796.7 | 826.4 | YES | CC | NG | BUT | 3967.9671 | NJ | Y | Linden Cogeneration Facility | 50006 | 004001 | STG1 | 95.2 | Pipeline Natural Gas | Linden Cogen Plant | 50006 | STG1 | 95.2 |  | CA | NG | 40.6322 | -74.2156
| East Coast Power, LLC | Linden Cogen | J | 23786 | Linden NJ | 039 | 34 | 1992-05-01 | 800 | 790.8 | 924.9 | 796.7 | 826.4 | YES | CC | NG | BUT | 3967.9671 | NJ | Y | Linden Cogeneration Facility | 50006 | 004001 | STG2 | 95.2 | Pipeline Natural Gas | Linden Cogen Plant | 50006 | STG2 | 95.2 |  | CA | NG | 40.6322 | -74.2156
| East Coast Power, LLC | Linden Cogen | J | 23786 | Linden NJ | 039 | 34 | 1992-05-01 | 800 | 790.8 | 924.9 | 796.7 | 826.4 | YES | CC | NG | BUT | 3967.9671 | NJ | Y | Linden Cogeneration Facility | 50006 | 004001 | STG3 | 95.2 | Pipeline Natural Gas | Linden Cogen Plant | 50006 | STG3 | 95.2 |  | CA | NG | 40.6322 | -74.2156
| East Coast Power, LLC | Linden Cogen | J | 23786 | Linden NJ | 039 | 34 | 1992-05-01 | 800 | 790.8 | 924.9 | 796.7 | 826.4 | YES | CC | NG | BUT | 3967.9671 | NJ | Y | Linden Cogeneration Facility | 50006 | 005001 | GTG1 | 88 | Pipeline Natural Gas | Linden Cogen Plant | 50006 | GTG1 | 95.2 |  | CT | NG | 40.6322 | -74.2156
| East Coast Power, LLC | Linden Cogen | J | 23786 | Linden NJ | 039 | 34 | 1992-05-01 | 800 | 790.8 | 924.9 | 796.7 | 826.4 | YES | CC | NG | BUT | 3967.9671 | NJ | Y | Linden Cogeneration Facility | 50006 | 005001 | STG1 | 95.2 | Pipeline Natural Gas | Linden Cogen Plant | 50006 | STG1 | 95.2 |  | CA | NG | 40.6322 | -74.2156
| East Coast Power, LLC | Linden Cogen | J | 23786 | Linden NJ | 039 | 34 | 1992-05-01 | 800 | 790.8 | 924.9 | 796.7 | 826.4 | YES | CC | NG | BUT | 3967.9671 | NJ | Y | Linden Cogeneration Facility | 50006 | 005001 | STG2 | 95.2 | Pipeline Natural Gas | Linden Cogen Plant | 50006 | STG2 | 95.2 |  | CA | NG | 40.6322 | -74.2156
| East Coast Power, LLC | Linden Cogen | J | 23786 | Linden NJ | 039 | 34 | 1992-05-01 | 800 | 790.8 | 924.9 | 796.7 | 826.4 | YES | CC | NG | BUT | 3967.9671 | NJ | Y | Linden Cogeneration Facility | 50006 | 005001 | STG3 | 95.2 | Pipeline Natural Gas | Linden Cogen Plant | 50006 | STG3 | 95.2 |  | CA | NG | 40.6322 | -74.2156
| East Coast Power, LLC | Linden Cogen | J | 23786 | Linden NJ | 039 | 34 | 1992-05-01 | 800 | 790.8 | 924.9 | 796.7 | 826.4 | YES | CC | NG | BUT | 3967.9671 | NJ | Y | Linden Cogeneration Facility | 50006 | 006001 | GTG2 | 88 | Pipeline Natural Gas | Linden Cogen Plant | 50006 | GTG2 | 95.2 |  | CT | NG | 40.6322 | -74.2156
| East Coast Power, LLC | Linden Cogen | J | 23786 | Linden NJ | 039 | 34 | 1992-05-01 | 800 | 790.8 | 924.9 | 796.7 | 826.4 | YES | CC | NG | BUT | 3967.9671 | NJ | Y | Linden Cogeneration Facility | 50006 | 006001 | STG1 | 95.2 | Pipeline Natural Gas | Linden Cogen Plant | 50006 | STG1 | 95.2 |  | CA | NG | 40.6322 | -74.2156
| East Coast Power, LLC | Linden Cogen | J | 23786 | Linden NJ | 039 | 34 | 1992-05-01 | 800 | 790.8 | 924.9 | 796.7 | 826.4 | YES | CC | NG | BUT | 3967.9671 | NJ | Y | Linden Cogeneration Facility | 50006 | 006001 | STG2 | 95.2 | Pipeline Natural Gas | Linden Cogen Plant | 50006 | STG2 | 95.2 |  | CA | NG | 40.6322 | -74.2156
| East Coast Power, LLC | Linden Cogen | J | 23786 | Linden NJ | 039 | 34 | 1992-05-01 | 800 | 790.8 | 924.9 | 796.7 | 826.4 | YES | CC | NG | BUT | 3967.9671 | NJ | Y | Linden Cogeneration Facility | 50006 | 006001 | STG3 | 95.2 | Pipeline Natural Gas | Linden Cogen Plant | 50006 | STG3 | 95.2 |  | CA | NG | 40.6322 | -74.2156
| East Coast Power, LLC | Linden Cogen | J | 23786 | Linden NJ | 039 | 34 | 1992-05-01 | 800 | 790.8 | 924.9 | 796.7 | 826.4 | YES | CC | NG | BUT | 3967.9671 | NJ | Y | Linden Cogeneration Facility | 50006 | 007001 | GTG3 | 88 | Pipeline Natural Gas | Linden Cogen Plant | 50006 | GTG3 | 95.2 |  | CT | NG | 40.6322 | -74.2156
| East Coast Power, LLC | Linden Cogen | J | 23786 | Linden NJ | 039 | 34 | 1992-05-01 | 800 | 790.8 | 924.9 | 796.7 | 826.4 | YES | CC | NG | BUT | 3967.9671 | NJ | Y | Linden Cogeneration Facility | 50006 | 007001 | STG1 | 95.2 | Pipeline Natural Gas | Linden Cogen Plant | 50006 | STG1 | 95.2 |  | CA | NG | 40.6322 | -74.2156
| East Coast Power, LLC | Linden Cogen | J | 23786 | Linden NJ | 039 | 34 | 1992-05-01 | 800 | 790.8 | 924.9 | 796.7 | 826.4 | YES | CC | NG | BUT | 3967.9671 | NJ | Y | Linden Cogeneration Facility | 50006 | 007001 | STG2 | 95.2 | Pipeline Natural Gas | Linden Cogen Plant | 50006 | STG2 | 95.2 |  | CA | NG | 40.6322 | -74.2156
| East Coast Power, LLC | Linden Cogen | J | 23786 | Linden NJ | 039 | 34 | 1992-05-01 | 800 | 790.8 | 924.9 | 796.7 | 826.4 | YES | CC | NG | BUT | 3967.9671 | NJ | Y | Linden Cogeneration Facility | 50006 | 007001 | STG3 | 95.2 | Pipeline Natural Gas | Linden Cogen Plant | 50006 | STG3 | 95.2 |  | CA | NG | 40.6322 | -74.2156
| East Coast Power, LLC | Linden Cogen | J | 23786 | Linden NJ | 039 | 34 | 1992-05-01 | 800 | 790.8 | 924.9 | 796.7 | 826.4 | YES | CC | NG | BUT | 3967.9671 | NJ | Y | Linden Cogeneration Facility | 50006 | 008001 | GTG4 | 88 | Pipeline Natural Gas | Linden Cogen Plant | 50006 | GTG4 | 95.2 |  | CT | NG | 40.6322 | -74.2156
| East Coast Power, LLC | Linden Cogen | J | 23786 | Linden NJ | 039 | 34 | 1992-05-01 | 800 | 790.8 | 924.9 | 796.7 | 826.4 | YES | CC | NG | BUT | 3967.9671 | NJ | Y | Linden Cogeneration Facility | 50006 | 008001 | STG1 | 95.2 | Pipeline Natural Gas | Linden Cogen Plant | 50006 | STG1 | 95.2 |  | CA | NG | 40.6322 | -74.2156
| East Coast Power, LLC | Linden Cogen | J | 23786 | Linden NJ | 039 | 34 | 1992-05-01 | 800 | 790.8 | 924.9 | 796.7 | 826.4 | YES | CC | NG | BUT | 3967.9671 | NJ | Y | Linden Cogeneration Facility | 50006 | 008001 | STG2 | 95.2 | Pipeline Natural Gas | Linden Cogen Plant | 50006 | STG2 | 95.2 |  | CA | NG | 40.6322 | -74.2156
| East Coast Power, LLC | Linden Cogen | J | 23786 | Linden NJ | 039 | 34 | 1992-05-01 | 800 | 790.8 | 924.9 | 796.7 | 826.4 | YES | CC | NG | BUT | 3967.9671 | NJ | Y | Linden Cogeneration Facility | 50006 | 008001 | STG3 | 95.2 | Pipeline Natural Gas | Linden Cogen Plant | 50006 | STG3 | 95.2 |  | CA | NG | 40.6322 | -74.2156
| East Coast Power, LLC | Linden Cogen | J | 23786 | Linden NJ | 039 | 34 | 1992-05-01 | 800 | 790.8 | 924.9 | 796.7 | 826.4 | YES | CC | NG | BUT | 3967.9671 | NJ | Y | Linden Cogeneration Facility | 50006 | 009001 | GTG5 | 88 | Pipeline Natural Gas | Linden Cogen Plant | 50006 | GTG5 | 95.2 |  | CT | NG | 40.6322 | -74.2156
| East Coast Power, LLC | Linden Cogen | J | 23786 | Linden NJ | 039 | 34 | 1992-05-01 | 800 | 790.8 | 924.9 | 796.7 | 826.4 | YES | CC | NG | BUT | 3967.9671 | NJ | Y | Linden Cogeneration Facility | 50006 | 009001 | STG1 | 95.2 | Pipeline Natural Gas | Linden Cogen Plant | 50006 | STG1 | 95.2 |  | CA | NG | 40.6322 | -74.2156
| East Coast Power, LLC | Linden Cogen | J | 23786 | Linden NJ | 039 | 34 | 1992-05-01 | 800 | 790.8 | 924.9 | 796.7 | 826.4 | YES | CC | NG | BUT | 3967.9671 | NJ | Y | Linden Cogeneration Facility | 50006 | 009001 | STG2 | 95.2 | Pipeline Natural Gas | Linden Cogen Plant | 50006 | STG2 | 95.2 |  | CA | NG | 40.6322 | -74.2156
R1133 | East Coast Power, LLC | Linden Cogen | J | 23786 | Linden NJ | 039 | 34 | 1992-05-01 | 800 | 790.8 | 924.9 | 796.7 | 826.4 | YES | CC | NG | BUT | 3967.9671 | NJ | Y | Linden Cogeneration Facility | 50006 | 009001 | STG3 | 95.2 | Pipeline Natural Gas | Linden Cogen Plant | 50006 | STG3 | 95.2 |  | CA | NG | 40.6322 | -74.2156
| Emera Energy Services, Inc | Lockport | A | 23791 | Lockport | 063 | 36 | 1992-07-01 | 221.3 | 225.2 | 261.7 | 208 | 232.1 | YES | CC | NG | FO2 | 147.6018 |  | Y | Lockport | 54041 | 011854 | GEN1 | 51 | Pipeline Natural Gas | Lockport Energy Associates LP | 54041 | GEN1 | 48.7 |  | CT | NG | 43.1619 | -78.745
| Emera Energy Services, Inc | Lockport | A | 23791 | Lockport | 063 | 36 | 1992-07-01 | 221.3 | 225.2 | 261.7 | 208 | 232.1 | YES | CC | NG | FO2 | 147.6018 |  | Y | Lockport | 54041 | 011854 | GEN4 | 75.3 | Pipeline Natural Gas | Lockport Energy Associates LP | 54041 | GEN4 | 75.2 |  | CA | NG | 43.1619 | -78.745
| Emera Energy Services, Inc | Lockport | A | 23791 | Lockport | 063 | 36 | 1992-07-01 | 221.3 | 225.2 | 261.7 | 208 | 232.1 | YES | CC | NG | FO2 | 147.6018 |  | Y | Lockport | 54041 | 011855 | GEN2 | 51 | Pipeline Natural Gas | Lockport Energy Associates LP | 54041 | GEN2 | 48.7 |  | CT | NG | 43.1619 | -78.745
| Emera Energy Services, Inc | Lockport | A | 23791 | Lockport | 063 | 36 | 1992-07-01 | 221.3 | 225.2 | 261.7 | 208 | 232.1 | YES | CC | NG | FO2 | 147.6018 |  | Y | Lockport | 54041 | 011855 | GEN4 | 75.3 | Pipeline Natural Gas | Lockport Energy Associates LP | 54041 | GEN4 | 75.2 |  | CA | NG | 43.1619 | -78.745
| Emera Energy Services, Inc | Lockport | A | 23791 | Lockport | 063 | 36 | 1992-07-01 | 221.3 | 225.2 | 261.7 | 208 | 232.1 | YES | CC | NG | FO2 | 147.6018 |  | Y | Lockport | 54041 | 011856 | GEN3 | 51 | Pipeline Natural Gas | Lockport Energy Associates LP | 54041 | GEN3 | 48.7 |  | CT | NG | 43.1619 | -78.745
R1134 | Emera Energy Services, Inc | Lockport | A | 23791 | Lockport | 063 | 36 | 1992-07-01 | 221.3 | 225.2 | 261.7 | 208 | 232.1 | YES | CC | NG | FO2 | 147.6018 |  | Y | Lockport | 54041 | 011856 | GEN4 | 75.3 | Pipeline Natural Gas | Lockport Energy Associates LP | 54041 | GEN4 | 75.2 |  | CA | NG | 43.1619 | -78.745
R1436 | Lyonsdale Biomass, LLC | Lyonsdale | E | 23803 | Lyonsdale | 049 | 36 | 1992-08-01 | 21.1 | 20.2 | 20.2 | 19.3 | 20.3 |  | ST | WD |  | 97.692
R1317 | Exelon Generation Company, LLC | Madison County LF | E | 323628 | Wampsville | 053 | 36 | 2010-03-01 | 1.6 | 1.6 | 1.6 | 1.6 | 1.6 |  | IC | MTE |  | 5.4189
| Consolidated Edison Energy, Inc. | Massena | D | 23902 | Massena | 089 | 36 | 1992-07-01 | 102.1 | 82.2 | 107.9 | 81.1 | 92.3 | YES | CC | NG | FO2 | 4.978 |  | Y | Massena Energy Facility | 54592 | 001 | GEN1 | 66.6 | Pipeline Natural Gas | Massena Energy Facility | 54592 | GEN1 | 66.5 |  | CT | NG | 44.9503 | -74.8928
R1113 | Consolidated Edison Energy, Inc. | Massena | D | 23902 | Massena | 089 | 36 | 1992-07-01 | 102.1 | 82.2 | 107.9 | 81.1 | 92.3 | YES | CC | NG | FO2 | 4.978 |  | Y | Massena Energy Facility | 54592 | 001 | GEN2 | 35.3 | Pipeline Natural Gas | Massena Energy Facility | 54592 | GEN2 | 35.6 | HRSG1 | CA | NG | 44.9503 | -74.8928
R1660 | Orange and Rockland Utilities | Middletown LFG | G | 5058 | Goshen | 071 | 36 | 1988-12-01 | 3 | 0 | 0 | 0 | 0 |  | IC | MTE
R1318 | Exelon Generation Company, LLC | Mill Seat | B | 323607 | Riga | 055 | 36 | 2007-07-20 | 6.4 | 6.4 | 6.4 | 6.4 | 6.4 |  | IC | MTE |  | 52.4642
R1440 | Model City Energy LLC | Model City Energy | A | 24167 | Lewiston | 063 | 36 | 2001-06-01 | 5.6 | 5.6 | 5.6 | 5.6 | 5.6 |  | IC | MTE |  | 39.5608
R1441 | Modern Innovative Energy, LLC | Modern LF | A | 323580 | Lewiston | 063 | 36 | 2006-02-01 | 6.4 | 6.4 | 6.4 | 6.4 | 6.4 |  | IC | MTE |  | 21.4321
R1319 | Exelon Generation Company, LLC | Monroe Livingston | B | 24207 | Scottsville | 055 | 36 | 1988-11-01 | 2.4 | 2.4 | 2.4 | 2.4 | 2.4 |  | IC | MTE |  | 7.5846
R1042 | Astoria Generating Company L.P. | Narrows 1-1 | J | 24228 | Brooklyn | 047 | 36 | 1972-05-01 | 22 | 21 | 27.4 | 19.6 | 24.4 | YES | GT | FO2 | NG | 1.88 |  |  | Narrows Generating Station | 2499 | CT01-1 | NT11 | 22 | Pipeline Natural Gas | Narrows Gas Turbines Generating | 2499 | NT11 | 22 |  | GT | NG | 40.6486 | -74.0208
R1043 | Astoria Generating Company L.P. | Narrows 1-2 | J | 24229 | Brooklyn | 047 | 36 | 1972-05-01 | 22 | 19.5 | 25.5 | 17.6 | 24.1 | YES | GT | FO2 | NG | 1.19 |  |  | Narrows Generating Station | 2499 | CT01-2 | NT12 | 22 | Pipeline Natural Gas | Narrows Gas Turbines Generating | 2499 | NT12 | 22 |  | GT | NG | 40.6486 | -74.0208
R1044 | Astoria Generating Company L.P. | Narrows 1-3 | J | 24230 | Brooklyn | 047 | 36 | 1972-05-01 | 22 | 20.4 | 26.6 | 18.6 | 24.7 | YES | GT | FO2 | NG | 1.54 |  |  | Narrows Generating Station | 2499 | CT01-3 | NT13 | 22 | Pipeline Natural Gas | Narrows Gas Turbines Generating | 2499 | NT13 | 22 |  | GT | NG | 40.6486 | -74.0208
R1045 | Astoria Generating Company L.P. | Narrows 1-4 | J | 24231 | Brooklyn | 047 | 36 | 1972-05-01 | 22 | 20.1 | 26.3 | 18.7 | 24.9 | YES | GT | FO2 | NG | 1.45 |  |  | Narrows Generating Station | 2499 | CT01-4 | NT14 | 22 | Pipeline Natural Gas | Narrows Gas Turbines Generating | 2499 | NT14 | 22 |  | GT | NG | 40.6486 | -74.0208
R1046 | Astoria Generating Company L.P. | Narrows 1-5 | J | 24232 | Brooklyn | 047 | 36 | 1972-05-01 | 22 | 19.8 | 25.9 | 20.6 | 24.9 | YES | GT | FO2 | NG | 1.41 |  |  | Narrows Generating Station | 2499 | CT01-5 | NT15 | 22 | Pipeline Natural Gas | Narrows Gas Turbines Generating | 2499 | NT15 | 22 |  | GT | NG | 40.6486 | -74.0208
R1047 | Astoria Generating Company L.P. | Narrows 1-6 | J | 24233 | Brooklyn | 047 | 36 | 1972-05-01 | 22 | 18.9 | 24.7 | 15.7 | 21.2 | YES | GT | FO2 | NG | 1.01 |  |  | Narrows Generating Station | 2499 | CT01-6 | NT16 | 22 | Pipeline Natural Gas | Narrows Gas Turbines Generating | 2499 | NT16 | 22 |  | GT | NG | 40.6486 | -74.0208
R1048 | Astoria Generating Company L.P. | Narrows 1-7 | J | 24234 | Brooklyn | 047 | 36 | 1972-05-01 | 22 | 18.4 | 24 | 19.8 | 24.9 | YES | GT | FO2 | NG | 1.147 |  |  | Narrows Generating Station | 2499 | CT01-7 | NT17 | 22 | Pipeline Natural Gas | Narrows Gas Turbines Generating | 2499 | NT17 | 22 |  | GT | NG | 40.6486 | -74.0208
R1049 | Astoria Generating Company L.P. | Narrows 1-8 | J | 24235 | Brooklyn | 047 | 36 | 1972-05-01 | 22 | 19.9 | 26 | 17.4 | 21.8 | YES | GT | FO2 | NG | 1.61 |  |  | Narrows Generating Station | 2499 | CT01-8 | NT18 | 22 | Pipeline Natural Gas | Narrows Gas Turbines Generating | 2499 | NT18 | 22 |  | GT | NG | 40.6486 | -74.0208
R1050 | Astoria Generating Company L.P. | Narrows 2-1 | J | 24236 | Brooklyn | 047 | 36 | 1972-06-01 | 22 | 19.4 | 25.3 | 19 | 24.9 | YES | GT | FO2 | NG | 1.66 |  |  | Narrows Generating Station | 2499 | CT02-1 | NT21 | 22 | Pipeline Natural Gas | Narrows Gas Turbines Generating | 2499 | NT21 | 22 |  | GT | NG | 40.6486 | -74.0208
R1051 | Astoria Generating Company L.P. | Narrows 2-2 | J | 24237 | Brooklyn | 047 | 36 | 1972-06-01 | 22 | 18.7 | 24.4 | 16.3 | 23.4 | YES | GT | FO2 | NG | 1.16 |  |  | Narrows Generating Station | 2499 | CT02-2 | NT22 | 22 | Pipeline Natural Gas | Narrows Gas Turbines Generating | 2499 | NT22 | 22 |  | GT | NG | 40.6486 | -74.0208
R1052 | Astoria Generating Company L.P. | Narrows 2-3 | J | 24238 | Brooklyn | 047 | 36 | 1972-06-01 | 22 | 18.4 | 24 | 17.7 | 23.8 | YES | GT | FO2 | NG | 1.17 |  |  | Narrows Generating Station | 2499 | CT02-3 | NT23 | 22 | Pipeline Natural Gas | Narrows Gas Turbines Generating | 2499 | NT23 | 22 |  | GT | NG | 40.6486 | -74.0208
R1053 | Astoria Generating Company L.P. | Narrows 2-4 | J | 24239 | Brooklyn | 047 | 36 | 1972-06-01 | 22 | 18.4 | 24 | 18 | 24.5 | YES | GT | FO2 | NG | 1.26 |  |  | Narrows Generating Station | 2499 | CT02-4 | NT24 | 22 | Pipeline Natural Gas | Narrows Gas Turbines Generating | 2499 | NT24 | 22 |  | GT | NG | 40.6486 | -74.0208
R1054 | Astoria Generating Company L.P. | Narrows 2-5 | J | 24240 | Brooklyn | 047 | 36 | 1972-06-01 | 22 | 19.9 | 26 | 18.4 | 23.6 | YES | GT | FO2 | NG | 1.31 |  |  | Narrows Generating Station | 2499 | CT02-5 | NT25 | 22 | Pipeline Natural Gas | Narrows Gas Turbines Generating | 2499 | NT25 | 22 |  | GT | NG | 40.6486 | -74.0208
R1055 | Astoria Generating Company L.P. | Narrows 2-6 | J | 24241 | Brooklyn | 047 | 36 | 1972-06-01 | 22 | 18.1 | 23.6 | 16.6 | 21.4 | YES | GT | FO2 | NG | 2.04 |  |  | Narrows Generating Station | 2499 | CT02-6 | NT26 | 22 | Pipeline Natural Gas | Narrows Gas Turbines Generating | 2499 | NT26 | 22 |  | GT | NG | 40.6486 | -74.0208
R1056 | Astoria Generating Company L.P. | Narrows 2-7 | J | 24242 | Brooklyn | 047 | 36 | 1972-06-01 | 22 | 20.7 | 27 | 18.9 | 24.9 | YES | GT | FO2 | NG | 2.417 |  |  | Narrows Generating Station | 2499 | CT02-7 | NT27 | 22 | Pipeline Natural Gas | Narrows Gas Turbines Generating | 2499 | NT27 | 22 |  | GT | NG | 40.6486 | -74.0208
R1057 | Astoria Generating Company L.P. | Narrows 2-8 | J | 24243 | Brooklyn | 047 | 36 | 1972-06-01 | 22 | 17.5 | 22.9 | 16.5 | 22.2 | YES | GT | FO2 | NG | 1.9 |  |  | Narrows Generating Station | 2499 | CT02-8 | NT28 | 22 | Pipeline Natural Gas | Narrows Gas Turbines Generating | 2499 | NT28 | 22 |  | GT | NG | 40.6486 | -74.0208
| ENGIE Energy Marketing NA, Inc. | Nassau Energy Corp. | K | 323695 | Garden City | 059 | 36 | 1991-03-01 | 55 | 51.6 | 60.1 | 48.2 | 57.4 | YES | CC | NG | FO2 | 334.213 |  | Y | Nassau Energy Corporation | 52056 | 00004 | GT1 | 44 | Pipeline Natural Gas | Nassau Energy Corp | 52056 | GT1 | 43 |  | CT | NG | 40.7264 | -73.5892
R1138 | ENGIE Energy Marketing NA, Inc. | Nassau Energy Corp. | K | 323695 | Garden City | 059 | 36 | 1991-03-01 | 55 | 51.6 | 60.1 | 48.2 | 57.4 | YES | CC | NG | FO2 | 334.213 |  | Y | Nassau Energy Corporation | 52056 | 00004 | ST1 | 12 | Pipeline Natural Gas | Nassau Energy Corp | 52056 | ST1 | 12 | 4 | CA | NG | 40.7264 | -73.5892
R1408 | Long Island Power Authority | Northport 1 | K | 23551 | Northport | 103 | 36 | 1967-07-01 | 387 | 395 | 395 | 399.5 | 397 | YES | ST | NG | FO6 | 342.029 |  |  | Northport | 2516 | 1 | ST1 | 387 | Pipeline Natural Gas | Northport | 2516 | ST1 | 387 | 1 | ST | NG | 40.9236 | -73.3423
R1409 | Long Island Power Authority | Northport 2 | K | 23552 | Northport | 103 | 36 | 1968-06-01 | 387 | 396 | 396 | 396.5 | 398.7 | YES | ST | NG | FO6 | 131.99 |  |  | Northport | 2516 | 2 | 2 | 387 | Pipeline Natural Gas | Northport | 2516 | 2 | 387 | 2 | ST | NG | 40.9236 | -73.3423
R1410 | Long Island Power Authority | Northport 3 | K | 23553 | Northport | 103 | 36 | 1972-07-01 | 387 | 399.2 | 399.2 | 399.5 | 392.5 | YES | ST | NG | FO6 | 289.847 |  |  | Northport | 2516 | 3 | 3 | 387 | Pipeline Natural Gas | Northport | 2516 | 3 | 387 | 3 | ST | NG | 40.9236 | -73.3423
R1411 | Long Island Power Authority | Northport 4 | K | 23650 | Northport | 103 | 36 | 1977-12-01 | 387 | 399.2 | 399.2 | 380.2 | 383.5 | YES | ST | NG | FO6 | 863.563 |  |  | Northport | 2516 | 4 | 4 | 387 | Pipeline Natural Gas | Northport | 2516 | 4 | 387 | 4 | ST | NG | 40.9236 | -73.3423
R1412 | Long Island Power Authority | Northport GT | K | 23718 | Northport | 103 | 36 | 1967-03-01 | 16 | 13.8 | 18 | 11.7 | 15.5 |  | GT | FO2 |  | 0.02073 |  |  | Northport | 2516 | UGT001 | GT1 | 16 | Diesel Oil | Northport | 2516 | GT1 | 16 |  | GT | DFO | 40.9236 | -73.3423
R1595 | Niagara Mohawk Power Corp. | Nottingham High School | C | 23634 | Syracuse | 067 | 36 | 1988-06-01 | 0.2 | 0 | 0 | 0 | 0 |  | CG | NG
R1413 | Long Island Power Authority | Oceanside (LF) | K | 5008 | Oceanside | 059 | 36 | 1991-02-01 | 2.1 | 1.1 | 1.1 | 0 | 0 |  | IC | MTE
R1320 | Exelon Generation Company, LLC | Oneida-Herkimer LFGE | E | 323681 | Boonville | 065 | 36 | 2012-04-01 | 3.2 | 3.2 | 3.2 | 3.2 | 3.2 |  | IC | MTE |  | 25.747
R1528 | Niagara Mohawk Power Corp. | Onondaga County | C | 23987 | North Syracuse | 067 | 36 | 1994-12-01 | 39.5 | 32.6 | 32.6 | 0 | 0 |  | ST | REF |  | 221.7937
R1598 | Niagara Mohawk Power Corp. | Onondaga Energy Partners | C | 23634 | Onondaga | 067 | 36 | 1987-12-01 | 1.4 | 0 | 0 | 0 | 0 |  | IC | MTE |  | 0
R1683 | Seneca Energy II, LLC | Ontario LFGE | C | 23819 | Canandaigua | 069 | 36 | 2003-12-01 | 11.2 | 7.6 | 7.6 | 11.2 | 11.2 |  | IC | MTE |  | 67.2348
R1652 | NRG Power Marketing LLC | Oswego 5 | C | 23606 | Oswego | 075 | 36 | 1976-02-01 | 901.8 | 850.3 | 850.3 | 821.5 | 825.5 |  | ST | FO6 |  | 18.093 |  |  | Oswego Harbor Power | 2594 | 5 | ST5 | 902 | Residual Oil | Oswego Harbor Power | 2594 | ST5 | 901.8 | 5 | ST | RFO | 43.4586 | -76.5319
R1653 | NRG Power Marketing LLC | Oswego 6 | C | 23613 | Oswego | 075 | 36 | 1980-07-01 | 901.8 | 835.2 | 835.2 | 816.5 | 828.7 | YES | ST | FO6 | NG | 21.58 |  |  | Oswego Harbor Power | 2594 | 6 | ST6 | 902 | Residual Oil | Oswego Harbor Power | 2594 | ST6 | 901.8 | 6 | ST | RFO | 43.4586 | -76.5319
R1599 | Niagara Mohawk Power Corp. | Oswego County | C | 23634 | Oswego | 075 | 36 | 1986-03-01 | 3.6 | 0 | 0 | 0 | 0 |  | ST | REF |  | 4.709
R1654 | NRG Power Marketing LLC | Oswego IC 1 | C | 5052 | Oswego | 075 | 36 | 1967-08-01 | 0.7 | 0 | 0 | 0 | 0 |  | IC | FO2
R1655 | NRG Power Marketing LLC | Oswego IC 2 | C | 5053 | Oswego | 075 | 36 | 1976-02-01 | 0.8 | 0 | 0 | 0 | 0 |  | IC | FO2
R1656 | NRG Power Marketing LLC | Oswego IC 3 | C | 5054 | Oswego | 075 | 36 | 1980-07-01 | 0.8 | 0 | 0 | 0 | 0 |  | IC | FO2
R1414 | Long Island Power Authority | Oyster Bay (LF) | K | 5009 | Bethpage | 059 | 36 | 1986-07-01 | 1.3 | 0 | 0 | 0 | 0 |  | IC | MTE
R1415 | Long Island Power Authority | Pilgrim GT1 | K | 24216 | Brentwood | 103 | 36 | 2002-08-01 | 50 | 45.6 | 45.6 | 45.3 | 46.4 |  | GT | NG |  | 37.3226 |  |  | Edgewood Energy | 55786 | CT01 | CT01 | 50 | Pipeline Natural Gas | Edgewood Energy LLC | 55786 | CT01 | 50 |  | GT | NG | 40.7861 | -73.2931
R1416 | Long Island Power Authority | Pilgrim GT2 | K | 24217 | Brentwood | 103 | 36 | 2002-08-01 | 50 | 46.2 | 46.2 | 45.1 | 46.7 |  | GT | NG |  | 34.8258 |  |  | Edgewood Energy | 55786 | CT02 | CT02 | 50 | Pipeline Natural Gas | Edgewood Energy LLC | 55786 | CT02 | 50 |  | GT | NG | 40.7861 | -73.2931
| Long Island Power Authority | Pinelawn Power 1 | K | 323563 | Babylon | 103 | 36 | 2005-06-01 | 82 | 78 | 78 | 75.7 | 78.2 | YES | CC | NG | KER | 126.0536 |  | Y | Pinelawn Power | 56188 | 00001 | CTG | 50 | Pipeline Natural Gas | Pinelawn Power LLC | 56188 | CTG | 50 |  | CT | NG | 40.7366 | -73.3884
R1417 | Long Island Power Authority | Pinelawn Power 1 | K | 323563 | Babylon | 103 | 36 | 2005-06-01 | 82 | 78 | 78 | 75.7 | 78.2 | YES | CC | NG | KER | 126.0536 |  | Y | Pinelawn Power | 56188 | 00001 | STG | 32 | Pipeline Natural Gas | Pinelawn Power LLC | 56188 | STG | 32 | 001 | CA | NG | 40.7366 | -73.3884
R1418 | Long Island Power Authority | Port Jefferson 3 | K | 23555 | Port Jefferson | 103 | 36 | 1958-11-01 | 188 | 194.5 | 194.5 | 191.2 | 197 | YES | ST | FO6 | NG | 86.283 |  |  | Port Jefferson Energy Center | 2517 | 3 | 3 | 188 | Pipeline Natural Gas | Port Jefferson | 2517 | 3 | 188 | 3 | ST | NG | 40.9497 | -73.0785
R1419 | Long Island Power Authority | Port Jefferson 4 | K | 23616 | Port Jefferson | 103 | 36 | 1960-11-01 | 188 | 198.7 | 198.7 | 194 | 198.7 | YES | ST | FO6 | NG | 112.165 |  |  | Port Jefferson Energy Center | 2517 | 4 | 4 | 188 | Pipeline Natural Gas | Port Jefferson | 2517 | 4 | 188 | 4 | ST | NG | 40.9497 | -73.0785
R1420 | Long Island Power Authority | Port Jefferson GT 01 | K | 23713 | Port Jefferson | 103 | 36 | 1966-12-01 | 16 | 14.1 | 18.4 | 12.6 | 15.5 |  | GT | FO2 |  | -0.048 |  |  | Port Jefferson Energy Center | 2517 | UGT001 | GT1 | 16 | Diesel Oil | Port Jefferson | 2517 | GT1 | 16 |  | GT | DFO | 40.9497 | -73.0785
R1421 | Long Island Power Authority | Port Jefferson GT 02 | K | 24210 | Port Jefferson | 103 | 36 | 2002-07-01 | 53 | 42 | 49.6 | 41 | 46.4 | YES | GT | NG | FO2 | 23.6767 |  |  | Port Jefferson Energy Center | 2517 | UGT002 | GT2 | 45 | Pipeline Natural Gas | Port Jefferson | 2517 | GT2 | 53 |  | GT | NG | 40.9497 | -73.0785
R1422 | Long Island Power Authority | Port Jefferson GT 03 | K | 24211 | Port Jefferson | 103 | 36 | 2002-07-01 | 53 | 41.1 | 48.6 | 41 | 47 | YES | GT | NG | FO2 | 19.1187 |  |  | Port Jefferson Energy Center | 2517 | UGT003 | GT3 | 45 | Pipeline Natural Gas | Port Jefferson | 2517 | GT3 | 53 |  | GT | NG | 40.9497 | -73.0785
R1475 | New York Power Authority | Pouch | J | 24155 | Staten Island | 085 | 36 | 2001-08-01 | 47 | 47.1 | 47.1 | 45.4 | 46 |  | GT | NG |  | 45.923 |  |  | Pouch Terminal | 8053 | PT01 | PT01 | 47 | Pipeline Natural Gas | Pouch | 8053 | N01 | 47 |  | GT | NG | 40.6182 | -74.0685
R1332 | Helix Ravenswood, LLC | Ravenswood 01 | J | 23729 | Queens | 081 | 36 | 1967-07-01 | 18.6 | 8.8 | 11.5 | 8.7 | 11.4 |  | GT | NG |  | 0.422 |  |  | Ravenswood Generating Station | 2500 | CT0001 | GT1 | 18.6 | Pipeline Natural Gas | Ravenswood | 2500 | GT1 | 18.6 |  | GT | NG | 40.7592 | -73.9461
R1333 | Helix Ravenswood, LLC | Ravenswood 09 | J | 24257 | Queens | 081 | 36 | 1970-07-01 | 25 | 21.7 | 27.6 | 0 | 0 | YES | JE | KER | NG | 0.237 | ( 6 ) ( I ) |  | Ravenswood Generating Station | 2500 | CT0009 | GT9 | 25 | Pipeline Natural Gas | Ravenswood | 2500 | GT9 | 25 |  | GT | NG | 40.7592 | -73.9461
R1334 | Helix Ravenswood, LLC | Ravenswood 10 | J | 24258 | Queens | 081 | 36 | 1970-08-01 | 25 | 21.2 | 27 | 19.2 | 22.2 | YES | JE | KER | NG | 2.356 |  |  | Ravenswood Generating Station | 2500 | CT0010 | GT10 | 25 | Pipeline Natural Gas | Ravenswood | 2500 | GT10 | 25 |  | GT | NG | 40.7592 | -73.9461
R1335 | Helix Ravenswood, LLC | Ravenswood 11 | J | 24259 | Queens | 081 | 36 | 1970-08-01 | 25 | 20.2 | 25.7 | 17.7 | 23.1 | YES | JE | KER | NG | 2.49 |  |  | Ravenswood Generating Station | 2500 | CT0011 | GT11 | 25 | Pipeline Natural Gas | Ravenswood | 2500 | GT11 | 25 |  | GT | NG | 40.7592 | -73.9461
R1336 | Helix Ravenswood, LLC | Ravenswood 2-1 | J | 24244 | Queens | 081 | 36 | 1970-12-01 | 42.9 | 40.4 | 51.4 | 30.6 | 41.7 | YES | JE | NG | KER | 2.201 | ( 7 ) ( I ) |  | Ravenswood Generating Station | 2500 | CT02-1 | GT21 | 42.9 | Pipeline Natural Gas | Ravenswood | 2500 | GT21 | 42.9 |  | GT | NG | 40.7592 | -73.9461
R1337 | Helix Ravenswood, LLC | Ravenswood 2-2 | J | 24245 | Queens | 081 | 36 | 1970-12-01 | 42.9 | 37.6 | 47.8 | 32 | 41.9 | YES | JE | NG | KER | 2.293 | ( 7 ) ( I ) |  | Ravenswood Generating Station | 2500 | CT02-2 | GT22 | 42.9 | Pipeline Natural Gas | Ravenswood | 2500 | GT22 | 42.9 |  | GT | NG | 40.7592 | -73.9461
R1338 | Helix Ravenswood, LLC | Ravenswood 2-3 | J | 24246 | Queens | 081 | 36 | 1970-12-01 | 42.9 | 39.2 | 49.9 | 30.7 | 37.3 | YES | JE | NG | KER | 2.005 | ( 7 ) ( I ) |  | Ravenswood Generating Station | 2500 | CT02-3 | GT23 | 42.9 | Pipeline Natural Gas | Ravenswood | 2500 | GT23 | 42.9 |  | GT | NG | 40.7592 | -73.9461
R1339 | Helix Ravenswood, LLC | Ravenswood 2-4 | J | 24247 | Queens | 081 | 36 | 1970-12-01 | 42.9 | 39.8 | 50.6 | 30.9 | 41.6 | YES | JE | NG | KER | 2.57 | ( 7 ) ( I ) |  | Ravenswood Generating Station | 2500 | CT02-4 | GT24 | 42.9 | Pipeline Natural Gas | Ravenswood | 2500 | GT24 | 42.9 |  | GT | NG | 40.7592 | -73.9461
R1340 | Helix Ravenswood, LLC | Ravenswood 3-1 | J | 24248 | Queens | 081 | 36 | 1970-08-01 | 42.9 | 40.5 | 51.5 | 30.7 | 40.8 | YES | JE | NG | KER | 1.537 | ( 7 ) ( I ) |  | Ravenswood Generating Station | 2500 | CT03-1 | GT31 | 42.9 | Pipeline Natural Gas | Ravenswood | 2500 | GT31 | 42.9 |  | GT | NG | 40.7592 | -73.9461
R1341 | Helix Ravenswood, LLC | Ravenswood 3-2 | J | 24249 | Queens | 081 | 36 | 1970-08-01 | 42.9 | 38.1 | 48.5 | 29.7 | 40.3 | YES | JE | NG | KER | 2.199 | ( 7 ) ( I ) |  | Ravenswood Generating Station | 2500 | CT03-2 | GT32 | 42.9 | Pipeline Natural Gas | Ravenswood | 2500 | GT32 | 42.9 |  | GT | NG | 40.7592 | -73.9461
R1342 | Helix Ravenswood, LLC | Ravenswood 3-4 | J | 24251 | Queens | 081 | 36 | 1970-08-01 | 42.9 | 35.8 | 45.5 | 29.8 | 40.8 | YES | JE | NG | KER | 2.573 | ( 7 ) ( I ) |  | Ravenswood Generating Station | 2500 | CT03-4 | GT34 | 42.9 | Pipeline Natural Gas | Ravenswood | 2500 | GT34 | 42.9 |  | GT | NG | 40.7592 | -73.9461
| Helix Ravenswood, LLC | Ravenswood CC 04 | J | 23820 | Queens | 081 | 36 | 2004-05-01 | 250 | 231.2 | 276.7 | 219.2 | 277.3 | YES | CC | NG | FO2 | 1404.902 |  | Y | Ravenswood Generating Station | 2500 | UCC001 | 4 | 170 | Pipeline Natural Gas | Ravenswood | 2500 | 4 | 170 |  | CT | NG | 40.7592 | -73.9461
R1343 | Helix Ravenswood, LLC | Ravenswood CC 04 | J | 23820 | Queens | 081 | 36 | 2004-05-01 | 250 | 231.2 | 276.7 | 219.2 | 277.3 | YES | CC | NG | FO2 | 1404.902 |  | Y | Ravenswood Generating Station | 2500 | UCC001 | 4S | 80 | Pipeline Natural Gas | Ravenswood | 2500 | 4S | 80 |  | CA | NG | 40.7592 | -73.9461
R1344 | Helix Ravenswood, LLC | Ravenswood ST 01 | J | 23533 | Queens | 081 | 36 | 1963-02-01 | 400 | 365.1 | 365.1 | 368 | 368 | YES | ST | FO6 | NG | 532.744 |  |  | Ravenswood Generating Station | 2500 | 10 | 1 | 400 | Pipeline Natural Gas | Ravenswood | 2500 | 1 | 400 | 10 | ST | NG | 40.7592 | -73.9461
R1345 | Helix Ravenswood, LLC | Ravenswood ST 02 | J | 23534 | Queens | 081 | 36 | 1963-05-01 | 400 | 391.6 | 391.6 | 372.5 | 375 | YES | ST | FO6 | NG | 601.376 |  |  | Ravenswood Generating Station | 2500 | 20 | 2 | 400 | Pipeline Natural Gas | Ravenswood | 2500 | 2 | 400 | 20 | ST | NG | 40.7592 | -73.9461
R1346 | Helix Ravenswood, LLC | Ravenswood ST 03 | J | 23535 | Queens | 081 | 36 | 1965-06-01 | 1027 | 986.8 | 986.8 | 973 | 974.2 | YES | ST | FO6 | NG | 440.294 |  |  | Ravenswood Generating Station | 2500 | 30 | 3 | 1027.7 | Pipeline Natural Gas | Ravenswood | 2500 | 3 | 1027 | 30 | ST | NG | 40.7592 | -73.9461
| Consolidated Edison Energy, Inc. | Rensselaer | F | 23796 | Rensselaer | 083 | 36 | 1993-12-01 | 96.9 | 79 | 79 | 77 | 82.7 | YES | CC | NG | FO2 | 6.1413 |  | Y | Rensselaer Cogen | 54034 | 1GTDBS | GEN1 | 58 | Pipeline Natural Gas | Rensselaer Cogen | 54034 | GEN1 | 49.2 |  | CT | NG | 42.6253 | -73.75
R1115 | Consolidated Edison Energy, Inc. | Rensselaer | F | 23796 | Rensselaer | 083 | 36 | 1993-12-01 | 96.9 | 79 | 79 | 77 | 82.7 | YES | CC | NG | FO2 | 6.1413 |  | Y | Rensselaer Cogen | 54034 | 1GTDBS | GEN2 | 45.9 | Pipeline Natural Gas | Rensselaer Cogen | 54034 | GEN2 | 39 |  | CA | NG | 42.6253 | -73.75
R1116 | Consolidated Edison Energy, Inc. | Roseton 1 | G | 23587 | Newburgh | 071 | 36 | 1974-12-01 | 621 | 614.8 | 614.8 | 607.8 | 610 | YES | ST | FO6 | NG | 113.787 |  |  | Roseton Generating LLC | 8006 | 1 | 1 | 621 | Residual Oil | Roseton Generating Facility | 8006 | 1 | 621 | 1 | ST | NG | 41.5738 | -73.9663
R1117 | Consolidated Edison Energy, Inc. | Roseton 2 | G | 23588 | Newburgh | 071 | 36 | 1974-09-01 | 621 | 605.7 | 605.7 | 604 | 605.7 | YES | ST | FO6 | NG | 202.586 |  |  | Roseton Generating LLC | 8006 | 2 | 2 | 621 | Residual Oil | Roseton Generating Facility | 8006 | 2 | 621 | 2 | ST | NG | 41.5738 | -73.9663
R1423 | Long Island Power Authority | S Hampton 1 | K | 23720 | South Hampton | 103 | 36 | 1963-03-01 | 11.5 | 10.3 | 13.5 | 8.5 | 10.9 |  | GT | FO2 |  | 0.947
| TransAlta Energy Marketing (U.S.) Inc. | Saranac Energy | D | 23793 | Plattsburgh | 019 | 36 | 1994-06-01 | 285.6 | 253.7 | 298.4 | 246.1 | 271.3 |  | CC | NG |  | 61.02 |  | Y | Saranac Power Partners, LP | 54574 | 00001 | GEN1 | 95.2 | Pipeline Natural Gas | Saranac Facility | 54574 | GEN1 | 95.2 |  | CT | NG | 44.7132 | -73.4557
| TransAlta Energy Marketing (U.S.) Inc. | Saranac Energy | D | 23793 | Plattsburgh | 019 | 36 | 1994-06-01 | 285.6 | 253.7 | 298.4 | 246.1 | 271.3 |  | CC | NG |  | 61.02 |  | Y | Saranac Power Partners, LP | 54574 | 00001 | GEN3 | 95.2 | Pipeline Natural Gas | Saranac Facility | 54574 | GEN3 | 95.2 | HRSG1 | CA | NG | 44.7132 | -73.4557
| TransAlta Energy Marketing (U.S.) Inc. | Saranac Energy | D | 23793 | Plattsburgh | 019 | 36 | 1994-06-01 | 285.6 | 253.7 | 298.4 | 246.1 | 271.3 |  | CC | NG |  | 61.02 |  | Y | Saranac Power Partners, LP | 54574 | 00002 | GEN2 | 95.2 | Pipeline Natural Gas | Saranac Facility | 54574 | GEN2 | 95.2 |  | CT | NG | 44.7132 | -73.4557
R1699 | TransAlta Energy Marketing (U.S.) Inc. | Saranac Energy | D | 23793 | Plattsburgh | 019 | 36 | 1994-06-01 | 285.6 | 253.7 | 298.4 | 246.1 | 271.3 |  | CC | NG |  | 61.02 |  | Y | Saranac Power Partners, LP | 54574 | 00002 | GEN3 | 95.2 | Pipeline Natural Gas | Saranac Facility | 54574 | GEN3 | 95.2 | HRSG2 | CA | NG | 44.7132 | -73.4557
| Selkirk Cogen Partners, L.P. | Selkirk-I | F | 23801 | Selkirk | 001 | 36 | 1992-03-01 | 107.2 | 82.1 | 107.2 | 78.1 | 104.3 | YES | CC | NG | FO2 | 28.666 |  | Y | Selkirk Cogen Partners | 10725 | CTG101 | GEN1 | 95.2 | Pipeline Natural Gas | Selkirk Cogen | 10725 | GEN1 | 95.2 |  | CT | NG | 42.5744 | -73.8592
R1681 | Selkirk Cogen Partners, L.P. | Selkirk-I | F | 23801 | Selkirk | 001 | 36 | 1992-03-01 | 107.2 | 82.1 | 107.2 | 78.1 | 104.3 | YES | CC | NG | FO2 | 28.666 |  | Y | Selkirk Cogen Partners | 10725 | CTG101 | GEN2 | 12 | Pipeline Natural Gas | Selkirk Cogen | 10725 | GEN2 | 12 |  | CA | NG | 42.5744 | -73.8592
| Selkirk Cogen Partners, L.P. | Selkirk-II | F | 23799 | Selkirk | 001 | 36 | 1994-09-01 | 338.8 | 291.3 | 380.5 | 282.1 | 325.9 | YES | CC | NG | FO2 | 200.4382 |  | Y | Selkirk Cogen Partners | 10725 | CTG201 | GEN3 | 95.2 | Pipeline Natural Gas | Selkirk Cogen | 10725 | GEN3 | 95.2 |  | CT | NG | 42.5744 | -73.8592
| Selkirk Cogen Partners, L.P. | Selkirk-II | F | 23799 | Selkirk | 001 | 36 | 1994-09-01 | 338.8 | 291.3 | 380.5 | 282.1 | 325.9 | YES | CC | NG | FO2 | 200.4382 |  | Y | Selkirk Cogen Partners | 10725 | CTG201 | GEN5 | 148.4 | Pipeline Natural Gas | Selkirk Cogen | 10725 | GEN5 | 148.4 |  | CA | NG | 42.5744 | -73.8592
| Selkirk Cogen Partners, L.P. | Selkirk-II | F | 23799 | Selkirk | 001 | 36 | 1994-09-01 | 338.8 | 291.3 | 380.5 | 282.1 | 325.9 | YES | CC | NG | FO2 | 200.4382 |  | Y | Selkirk Cogen Partners | 10725 | CTG301 | GEN4 | 95.5 | Pipeline Natural Gas | Selkirk Cogen | 10725 | GEN4 | 95.2 |  | CT | NG | 42.5744 | -73.8592
R1682 | Selkirk Cogen Partners, L.P. | Selkirk-II | F | 23799 | Selkirk | 001 | 36 | 1994-09-01 | 338.8 | 291.3 | 380.5 | 282.1 | 325.9 | YES | CC | NG | FO2 | 200.4382 |  | Y | Selkirk Cogen Partners | 10725 | CTG301 | GEN5 | 148.4 | Pipeline Natural Gas | Selkirk Cogen | 10725 | GEN5 | 148.4 |  | CA | NG | 42.5744 | -73.8592
R1684 | Seneca Energy II, LLC | Seneca Energy 1 | C | 23797 | Seneca Falls | 099 | 36 | 1996-03-01 | 8.8 | 8.8 | 8.8 | 8.8 | 8.8 |  | IC | MTE |  | 121.9829 | ( G )
R1685 | Seneca Energy II, LLC | Seneca Energy 2 | C | 23797 | Seneca Falls | 099 | 36 | 1997-08-01 | 8.8 | 8.8 | 8.8 | 8.8 | 8.8 |  | IC | MTE
R1693 | Seneca Power Partners, L.P. | Shoemaker GT | G | 23640 | Middletown | 071 | 36 | 1971-05-01 | 41.9 | 33.1 | 45.2 | 32.4 | 41.8 | YES | JE | NG | KER | 0.4261 |  |  | Shoemaker | 2632 | 1 | SHOE | 41.9 | Pipeline Natural Gas | Shoemaker | 2632 | SHOE | 41.9 |  | GT | NG | 41.4278 | -74.4186
R1424 | Long Island Power Authority | Shoreham 1 | K | 23715 | Shoreham | 103 | 36 | 1971-07-01 | 52.9 | 48.9 | 63.9 | 49.3 | 67.5 |  | GT | FO2 |  | 0.485 |  |  | Wading River Facility | 7146 | UGT013 | GT1 | 52.9 | Diesel Oil | Shoreham | 2518 | GT1 | 52.9 |  | GT | DFO | 40.9616 | -72.865
R1425 | Long Island Power Authority | Shoreham 2 | K | 23716 | Shoreham | 103 | 36 | 1984-04-01 | 18.6 | 18.5 | 23.5 | 16 | 22.8 |  | JE | FO2 |  | 0.235 |  |  | Wading River Facility | 7146 | UGT014 | GT2 | 18.6 | Diesel Oil | Shoreham | 2518 | GT2 | 18.6 |  | GT | DFO | 40.9616 | -72.865
R1426 | Long Island Power Authority | Shoreham GT3 | K | 24213 | Shoreham | 103 | 36 | 2002-08-01 | 50 | 45.4 | 45.4 | 45.8 | 46.2 |  | GT | FO2 |  | 2.4531 |  |  | Shoreham Energy | 55787 | CT01 | CT01 | 50 | Diesel Oil | Shoreham Energy LLC | 55787 | CT01 | 50 |  | GT | DFO | 40.9571 | -72.8659
R1427 | Long Island Power Authority | Shoreham GT4 | K | 24214 | Shoreham | 103 | 36 | 2002-08-01 | 50 | 43.9 | 43.9 | 45.2 | 46 |  | GT | FO2 |  | 2.0427 |  |  | Shoreham Energy | 55787 | CT02 | CT02 | 50 | Diesel Oil | Shoreham Energy LLC | 55787 | CT02 | 50 |  | GT | DFO | 40.9571 | -72.8659
R1428 | Long Island Power Authority | Smithtown (LF) | K | 5010 | Smithtown | 103 | 36 | 1985-12-01 | 1.1 | 0 | 0 | 0 | 0 |  | IC | MTE
R1696 | Somerset Operating Company, LLC | Somerset | A | 23543 | Somerset | 063 | 36 | 1984-08-01 | 655.1 | 686.5 | 686.5 | 685.9 | 691.5 |  | ST | BIT |  | 347.288 |  |  | Somerset Operating Company (Kintigh) | 6082 | 1 | 1 | 655.1 | Coal | Somerset Operating Co LLC | 6082 | 1 | 655.1 | 1 | ST | BIT | 43.3589 | -78.6047
R1093 | Central Hudson Gas & Elec. Corp. | South Cairo | G | 23612 | Cairo | 039 | 36 | 1970-06-01 | 21.6 | 19.8 | 25.9 | 20.1 | 23.3 |  | GT | KER |  | 0.059
R1429 | Long Island Power Authority | South Oaks Hosp | K | 5011 | Amityville | 103 | 36 | 1990-06-01 | 1 | 0 | 0 | 0 | 0 |  | IC | NG
R1430 | Long Island Power Authority | Southold 1 | K | 23719 | Southold | 103 | 36 | 1964-08-01 | 14 | 12.3 | 16.1 | 10.2 | 12.7 |  | GT | FO2 |  | 0.14067
R1605 | Niagara Mohawk Power Corp. | St. Elizabeth Medical Center | E | 23633 | Utica | 065 | 36 | 2012-02-01 | 0.6 | 0 | 0 | 0 | 0 |  | IC | NG |  | 0.14
| Seneca Power Partners, L.P. | Sterling | E | 23777 | Sherrill | 065 | 36 | 1991-06-01 | 65.3 | 57.4 | 72.1 | 50.4 | 63.4 |  | CC | NG |  | 12.9431 |  | Y | Sterling Power Plant | 50744 | 00001 | GEN1 | 47.7 | Pipeline Natural Gas | Sterling Power Plant | 50744 | GEN1 | 47.7 |  | CT | NG | 43.0803 | -75.601
R1694 | Seneca Power Partners, L.P. | Sterling | E | 23777 | Sherrill | 065 | 36 | 1991-06-01 | 65.3 | 57.4 | 72.1 | 50.4 | 63.4 |  | CC | NG |  | 12.9431 |  | Y | Sterling Power Plant | 50744 | 00001 | GEN2 | 16.5 | Pipeline Natural Gas | Sterling Power Plant | 50744 | GEN2 | 16.5 |  | CA | NG | 43.0803 | -75.601
R1360 | Innovative Energy Systems, Inc. | Steuben County LF | C | 323667 | Bath | 101 | 36 | 2012-08-01 | 3.2 | 3.2 | 3.2 | 3.2 | 3.2 |  | IC | MTE |  | 15.5837
R1076 | Calpine Energy Services LP | Stony Brook | K | 24151 | Stony Brook | 103 | 36 | 1995-04-01 | 47 | 9.6 | 9.6 | 0 | 0 | YES | GT | NG | FO2 | 85.9916 | ( 2 ) ( E ) |  | Nissequogue Energy Center | 54149 | 1 | GEN1 | 42 | Pipeline Natural Gas | Stony Brook Cogen Plant | 54149 | GEN1 | 47 |  | GT | NG | 40.9168 | -73.1291
R1610 | Niagara Mohawk Power Corp. | Sustainable Bioelectric LLC | A | 23774 | Wheatfield | 063 | 36 | 2014-03-01 | 0.6 | 0 | 0 | 0 | 0 |  | IC | MTE |  | 0.798
R1321 | Exelon Generation Company, LLC | Synergy Biogas | B | 323694 | Wyoming | 121 | 36 | 2012-09-01 | 2 | 2 | 2 | 0 | 0 |  | IC | MTE |  | 5.004
| SBF New York, LLC | Syracuse | C | 23985 | Syracuse | 067 | 36 | 1993-09-01 | 102.7 | 86.8 | 107.3 | 83.3 | 97.1 | YES | CC | NG | FO2 | 20.5675 |  | Y | Syracuse, LLC | 10621 | 1 | GEN1 | 65.5 | Pipeline Natural Gas | CH Resources Syracuse | 10621 | GEN1 | 65.5 |  | CT | NG | 43.0664 | -76.2144
R1680 | SBF New York, LLC | Syracuse | C | 23985 | Syracuse | 067 | 36 | 1993-09-01 | 102.7 | 86.8 | 107.3 | 83.3 | 97.1 | YES | CC | NG | FO2 | 20.5675 |  | Y | Syracuse, LLC | 10621 | 1 | GEN2 | 37.2 | Pipeline Natural Gas | CH Resources Syracuse | 10621 | GEN2 | 37.2 |  | CA | NG | 43.0664 | -76.2144
R1616 | Niagara Mohawk Power Corp. | Tri-City JATC | F | 23643 | Latham | 001 | 36 | 2009-11-01 |  | 0 | 0 | 0 | 0 |  | IC | NG
R1618 | Niagara Mohawk Power Corp. | United States Gypsum | B | 23774 | Batavia | 037 | 36 | 2009-11-01 | 5.8 | 0 | 0 | 0 | 0 |  | CG | NG |  | 1.095
R1477 | New York Power Authority | Vernon Blvd 2 | J | 24162 | Queens | 081 | 36 | 2001-08-01 | 47 | 46.2 | 46.2 | 40 | 40 |  | GT | NG |  | 30.0226 |  |  | Vernon Boulevard | 7909 | VB01 | VB01 | 47 | Pipeline Natural Gas | Vernon Boulevard | 7909 | VG03 | 47 |  | GT | NG | 40.7537 | -73.9508
R1478 | New York Power Authority | Vernon Blvd 3 | J | 24163 | Queens | 081 | 36 | 2001-08-01 | 47 | 43.8 | 43.8 | 39.9 | 39.9 |  | GT | NG |  | 21.4235 |  |  | Vernon Boulevard | 7909 | VB02 | VB02 | 47 | Pipeline Natural Gas | Vernon Boulevard | 7909 | VG02 | 47 |  | GT | NG | 40.7537 | -73.9508
R1431 | Long Island Power Authority | Wading River 1 | K | 23522 | Shoreham | 103 | 36 | 1989-08-01 | 79.5 | 81.2 | 106.1 | 78.7 | 99.6 |  | GT | FO2 |  | 1.3203 |  |  | Wading River Facility | 7146 | UGT007 | 1 | 79.5 | Diesel Oil | Wading River | 7146 | 1 | 79.5 |  | GT | DFO | 40.9569 | -72.8774
R1432 | Long Island Power Authority | Wading River 2 | K | 23547 | Shoreham | 103 | 36 | 1989-08-01 | 79.5 | 81.3 | 106.2 | 75.5 | 101.8 |  | GT | FO2 |  | 0.948 |  |  | Wading River Facility | 7146 | UGT008 | 2 | 79.5 | Diesel Oil | Wading River | 7146 | 02 | 79.5 |  | GT | DFO | 40.9569 | -72.8774
R1433 | Long Island Power Authority | Wading River 3 | K | 23601 | Shoreham | 103 | 36 | 1989-08-01 | 79.5 | 81.3 | 106.2 | 77.8 | 100.5 |  | GT | FO2 |  | 3.4528 |  |  | Wading River Facility | 7146 | UGT009 | 3 | 79.5 | Diesel Oil | Wading River | 7146 | 03 | 79.5 |  | GT | DFO | 40.9569 | -72.8774
R1434 | Long Island Power Authority | West Babylon 4 | K | 23714 | West Babylon | 103 | 36 | 1971-08-01 | 52.4 | 49 | 64 | 50 | 66.9 |  | GT | FO2 |  | 0.732 |  |  | West Babylon Facility | 2521 | UGT001 | 4 | 52.4 | Diesel Oil | West Babylon | 2521 | 4 | 52.4 |  | GT | DFO | 40.6955 | -73.3486
R1702 | Wheelabrator Hudson Falls, LLC | Wheelabrator Hudson Falls | F | 23798 | Hudson Falls | 115 | 36 | 1991-10-01 | 14.4 | 12.7 | 12.7 | 10.9 | 10.3 |  | ST | REF |  | 71.104
R1703 | Wheelabrator Westchester, LP | Wheelabrator Westchester | H | 23653 | Peekskill | 119 | 36 | 1984-04-01 | 59.7 | 53.5 | 53.5 | 52.6 | 51.1 |  | ST | REF |  | 394.2504
R1435 | Long Island Power Authority | Yaphank (LF) | K | 5012 | Yaphank | 103 | 36 | 1983-09-01 | 1.6 | 1.5 | 1.5 | 0 | 0 |  | IC | MTE

## matched
Line Ref No. | Owner, Operator and/or Billing Organization | Station Unit | Zone | PTID | Town | Cnty | St | In-Service (YYYY-MM-DD) | Name Plate Rating (MW) | 2018 CRIS Summer (MW) | 2018 CRIS Winter (MW) | 2018 Capability Summer (MW) | 2018 Capability Winter (MW) | Dual Fuel | Unit Type | Fuel Type Primary | Fuel Type Secondary | 2017 Net Energy (GWh) | Note | Combinned | CAMD_Facility_Name | CAMD_Plant_ID | CAMD_Unit_ID | CAMD_Generator_ID | CAMD_Nameplate_Capacity | CAMD_Fuel_Type | EIA_Plant_Name | EIA_Plant_ID | EIA_Generator_ID | EIA_Nameplate_Capacity | EIA_Boiler_ID | EIA_Unit_Type | EIA_Fuel_Type | EIA_Latitude | EIA_Longitude
R1122 | Danskammer Energy, LLC | Danskammer 1 | G | 23586 | Newburgh | 071 | 36 | 1951-12-01 | 72 | 69 | 69 | 69 | 68.2 | YES | ST | NG | FO6 | 0.9304 |  |  | Danskammer Generating Station | 2480 | 1 | 1 | 72 | Pipeline Natural Gas | Danskammer Generating Station | 2480 | 1 | 72 | 1 | ST | NG | 41.5712 | -73.975
R1123 | Danskammer Energy, LLC | Danskammer 2 | G | 23589 | Newburgh | 071 | 36 | 1954-09-01 | 73.5 | 64.7 | 64.7 | 66 | 65.5 | YES | ST | NG | FO6 | 0.9083 |  |  | Danskammer Generating Station | 2480 | 2 | 2 | 73.5 | Pipeline Natural Gas | Danskammer Generating Station | 2480 | 2 | 73.5 | 2 | ST | NG | 41.5712 | -73.975
R1124 | Danskammer Energy, LLC | Danskammer 3 | G | 23590 | Newburgh | 071 | 36 | 1959-10-01 | 147.1 | 139.2 | 139.2 | 136.7 | 136.7 |  | ST | NG |  | 2.0645 |  |  | Danskammer Generating Station | 2480 | 3 | 3 | 147.1 | Pipeline Natural Gas | Danskammer Generating Station | 2480 | 3 | 147.1 | 3 | ST | NG | 41.5712 | -73.975
R1125 | Danskammer Energy, LLC | Danskammer 4 | G | 23591 | Newburgh | 071 | 36 | 1967-09-01 | 239.4 | 238.2 | 238.2 | 223.5 | 224.5 |  | ST | NG |  | 5.0539 |  |  | Danskammer Generating Station | 2480 | 4 | 4 | 239.4 | Pipeline Natural Gas | Danskammer Generating Station | 2480 | 4 | 239.4 | 4 | ST | NG | 41.5712 | -73.975
R1637 | NRG Power Marketing LLC | Arthur Kill GT 1 | J | 23520 | Staten Island | 085 | 36 | 1970-06-01 | 20 | 16.5 | 21.6 | 11.9 | 13.7 |  | GT | NG |  | 0.36117 |  |  | Arthur Kill | 2490 | CT0001 | GT1 | 16.3 | Pipeline Natural Gas | Arthur Kill Generating Station | 2490 | GT1 | 18 |  | GT | NG | 40.5916 | -74.2
R1638 | NRG Power Marketing LLC | Arthur Kill ST 2 | J | 23512 | Staten Island | 085 | 36 | 1959-08-01 | 376.2 | 357.7 | 357.7 | 334.7 | 341.8 |  | ST | NG |  | 563.628 |  |  | Arthur Kill | 2490 | 20 | 2 | 376.2 | Pipeline Natural Gas | Arthur Kill Generating Station | 2490 | 2 | 342 | 20 | ST | NG | 40.5916 | -74.2
R1639 | NRG Power Marketing LLC | Arthur Kill ST 3 | J | 23513 | Staten Island | 085 | 36 | 1969-06-01 | 535.5 | 518 | 518 | 515.7 | 522.9 |  | ST | NG |  | 263.129 |  |  | Arthur Kill | 2490 | 30 | 3 | 535.5 | Pipeline Natural Gas | Arthur Kill Generating Station | 2490 | 3 | 535.5 | 30 | ST | NG | 40.5916 | -74.2
R1104 | Consolidated Edison Co. of NY, Inc. | East River 1 | J | 323558 | Manhattan | 061 | 36 | 2005-04-01 | 185 | 160.5 | 199 | 153.1 | 200.3 | YES | CC | NG | KER | 1202.624 |  |  | East River | 2493 | 1 | 1 | 180 | Pipeline Natural Gas | East River | 2493 | 1 | 180 |  | GT | NG | 40.7281 | -73.9742
R1105 | Consolidated Edison Co. of NY, Inc. | East River 2 | J | 323559 | Manhattan | 061 | 36 | 2005-04-05 | 185 | 162.4 | 201.4 | 154 | 198.5 | YES | CC | NG | KER | 1252.0055 |  |  | East River | 2493 | 2 | 2 | 180 | Pipeline Natural Gas | East River | 2493 | 2 | 180 |  | GT | NG | 40.7281 | -73.9742
R1106 | Consolidated Edison Co. of NY, Inc. | East River 6 | J | 23660 | Manhattan | 061 | 36 | 1951-11-01 | 156.2 | 136.3 | 136.3 | 143.9 | 148.6 | YES | ST | NG | FO6 | 505.8219 |  |  | East River | 2493 | 60 | 6 | 156.3 | Pipeline Natural Gas | East River | 2493 | 6 | 156.2 | 60 | ST | NG | 40.7281 | -73.9742
R1107 | Consolidated Edison Co. of NY, Inc. | East River 7 | J | 23524 | Manhattan | 061 | 36 | 1955-06-01 | 200 | 186.7 | 186.7 | 187 | 188.6 | YES | ST | NG | FO6 | 132.0682 |  |  | East River | 2493 | 70 | 7 | 200 | Pipeline Natural Gas | East River | 2493 | 7 | 200 | 70 | ST | NG | 40.7281 | -73.9742
R1010 | Astoria Generating Company L.P. | Gowanus 1-1 | J | 24077 | Brooklyn | 047 | 36 | 1971-06-01 | 20 | 19.1 | 24.9 | 18.7 | 24.9 |  | GT | FO2 |  | 0.1 |  |  | Gowanus Generating Station | 2494 | CT01-1 | GT11 | 20 | Diesel Oil | Gowanus Gas Turbines Generating | 2494 | GT11 | 20 |  | GT | DFO | 40.6635 | -74.0051
R1011 | Astoria Generating Company L.P. | Gowanus 1-2 | J | 24078 | Brooklyn | 047 | 36 | 1971-06-01 | 20 | 17.1 | 22.3 | 19.1 | 24.9 |  | GT | FO2 |  | 0.14 |  |  | Gowanus Generating Station | 2494 | CT01-2 | GT12 | 20 | Diesel Oil | Gowanus Gas Turbines Generating | 2494 | GT12 | 20 |  | GT | DFO | 40.6635 | -74.0051
R1012 | Astoria Generating Company L.P. | Gowanus 1-3 | J | 24079 | Brooklyn | 047 | 36 | 1971-06-01 | 20 | 17.2 | 22.5 | 17.8 | 23.5 |  | GT | FO2 |  | 0.11 |  |  | Gowanus Generating Station | 2494 | CT01-3 | GT13 | 20 | Diesel Oil | Gowanus Gas Turbines Generating | 2494 | GT13 | 20 |  | GT | DFO | 40.6635 | -74.0051
R1013 | Astoria Generating Company L.P. | Gowanus 1-4 | J | 24080 | Brooklyn | 047 | 36 | 1971-06-01 | 20 | 17.1 | 22.3 | 16.2 | 22 |  | GT | FO2 |  | 0.09 |  |  | Gowanus Generating Station | 2494 | CT01-4 | GT14 | 20 | Diesel Oil | Gowanus Gas Turbines Generating | 2494 | GT14 | 20 |  | GT | DFO | 40.6635 | -74.0051
R1014 | Astoria Generating Company L.P. | Gowanus 1-5 | J | 24084 | Brooklyn | 047 | 36 | 1971-06-01 | 20 | 16.5 | 21.6 | 17.2 | 20.3 |  | GT | FO2 |  | 0.09 |  |  | Gowanus Generating Station | 2494 | CT01-5 | GT15 | 20 | Diesel Oil | Gowanus Gas Turbines Generating | 2494 | GT15 | 20 |  | GT | DFO | 40.6635 | -74.0051
R1015 | Astoria Generating Company L.P. | Gowanus 1-6 | J | 24111 | Brooklyn | 047 | 36 | 1971-06-01 | 20 | 18 | 23.5 | 16.3 | 21 |  | GT | FO2 |  | 0.1 |  |  | Gowanus Generating Station | 2494 | CT01-6 | GT16 | 20 | Diesel Oil | Gowanus Gas Turbines Generating | 2494 | GT16 | 20 |  | GT | DFO | 40.6635 | -74.0051
R1016 | Astoria Generating Company L.P. | Gowanus 1-7 | J | 24112 | Brooklyn | 047 | 36 | 1971-06-01 | 20 | 17.6 | 23 | 16.7 | 24.3 |  | GT | FO2 |  | 0.1847 |  |  | Gowanus Generating Station | 2494 | CT01-7 | GT17 | 20 | Diesel Oil | Gowanus Gas Turbines Generating | 2494 | GT17 | 20 |  | GT | DFO | 40.6635 | -74.0051
R1017 | Astoria Generating Company L.P. | Gowanus 1-8 | J | 24113 | Brooklyn | 047 | 36 | 1971-06-01 | 20 | 16.1 | 21 | 15.1 | 21.9 |  | GT | FO2 |  | 0.1 |  |  | Gowanus Generating Station | 2494 | CT01-8 | GT18 | 20 | Diesel Oil | Gowanus Gas Turbines Generating | 2494 | GT18 | 20 |  | GT | DFO | 40.6635 | -74.0051
R1018 | Astoria Generating Company L.P. | Gowanus 2-1 | J | 24114 | Brooklyn | 047 | 36 | 1971-06-01 | 20 | 17.9 | 23.4 | 17.1 | 22.2 | YES | GT | FO2 | NG | 0.45 |  |  | Gowanus Generating Station | 2494 | CT02-1 | GT21 | 20 | Diesel Oil | Gowanus Gas Turbines Generating | 2494 | GT21 | 20 |  | GT | NG | 40.6635 | -74.0051
R1019 | Astoria Generating Company L.P. | Gowanus 2-2 | J | 24115 | Brooklyn | 047 | 36 | 1971-06-01 | 20 | 18.8 | 24.6 | 18.5 | 23.1 | YES | GT | FO2 | NG | 0.31 |  |  | Gowanus Generating Station | 2494 | CT02-2 | GT22 | 20 | Diesel Oil | Gowanus Gas Turbines Generating | 2494 | GT22 | 20 |  | GT | NG | 40.6635 | -74.0051
R1020 | Astoria Generating Company L.P. | Gowanus 2-3 | J | 24116 | Brooklyn | 047 | 36 | 1971-06-01 | 20 | 20.6 | 26.9 | 20 | 24.3 | YES | GT | FO2 | NG | 0.41 |  |  | Gowanus Generating Station | 2494 | CT02-3 | GT23 | 20 | Diesel Oil | Gowanus Gas Turbines Generating | 2494 | GT23 | 20 |  | GT | NG | 40.6635 | -74.0051
R1021 | Astoria Generating Company L.P. | Gowanus 2-4 | J | 24117 | Brooklyn | 047 | 36 | 1971-06-01 | 20 | 19.3 | 25.2 | 17.4 | 22.2 | YES | GT | FO2 | NG | 0.32 |  |  | Gowanus Generating Station | 2494 | CT02-4 | GT24 | 20 | Diesel Oil | Gowanus Gas Turbines Generating | 2494 | GT24 | 20 |  | GT | NG | 40.6635 | -74.0051
R1022 | Astoria Generating Company L.P. | Gowanus 2-5 | J | 24118 | Brooklyn | 047 | 36 | 1971-06-01 | 20 | 18.6 | 24.3 | 18.8 | 23.7 | YES | GT | FO2 | NG | 0.44 |  |  | Gowanus Generating Station | 2494 | CT02-5 | GT25 | 20 | Diesel Oil | Gowanus Gas Turbines Generating | 2494 | GT25 | 20 |  | GT | NG | 40.6635 | -74.0051
R1023 | Astoria Generating Company L.P. | Gowanus 2-6 | J | 24119 | Brooklyn | 047 | 36 | 1971-06-01 | 20 | 20.3 | 26.5 | 20.2 | 24.3 | YES | GT | FO2 | NG | 0.33 |  |  | Gowanus Generating Station | 2494 | CT02-6 | GT26 | 20 | Diesel Oil | Gowanus Gas Turbines Generating | 2494 | GT26 | 20 |  | GT | NG | 40.6635 | -74.0051
R1024 | Astoria Generating Company L.P. | Gowanus 2-7 | J | 24120 | Brooklyn | 047 | 36 | 1971-06-01 | 20 | 19.6 | 25.6 | 19.1 | 23.3 | YES | GT | FO2 | NG | 0.34 |  |  | Gowanus Generating Station | 2494 | CT02-7 | GT27 | 20 | Diesel Oil | Gowanus Gas Turbines Generating | 2494 | GT27 | 20 |  | GT | NG | 40.6635 | -74.0051
R1025 | Astoria Generating Company L.P. | Gowanus 2-8 | J | 24121 | Brooklyn | 047 | 36 | 1971-06-01 | 20 | 17.7 | 23.1 | 16.1 | 22.1 | YES | GT | FO2 | NG | 0.29 |  |  | Gowanus Generating Station | 2494 | CT02-8 | GT28 | 20 | Diesel Oil | Gowanus Gas Turbines Generating | 2494 | GT28 | 20 |  | GT | NG | 40.6635 | -74.0051
R1026 | Astoria Generating Company L.P. | Gowanus 3-1 | J | 24122 | Brooklyn | 047 | 36 | 1971-07-01 | 20 | 17.7 | 23.1 | 16.7 | 22.5 | YES | GT | FO2 | NG | 0.39 |  |  | Gowanus Generating Station | 2494 | CT03-1 | GT31 | 20 | Diesel Oil | Gowanus Gas Turbines Generating | 2494 | GT31 | 20 |  | GT | NG | 40.6635 | -74.0051
R1027 | Astoria Generating Company L.P. | Gowanus 3-2 | J | 24123 | Brooklyn | 047 | 36 | 1971-07-01 | 20 | 17.7 | 23.1 | 16.8 | 21.9 | YES | GT | FO2 | NG | 0.26 |  |  | Gowanus Generating Station | 2494 | CT03-2 | GT32 | 20 | Diesel Oil | Gowanus Gas Turbines Generating | 2494 | GT32 | 20 |  | GT | NG | 40.6635 | -74.0051
R1028 | Astoria Generating Company L.P. | Gowanus 3-3 | J | 24124 | Brooklyn | 047 | 36 | 1971-07-01 | 20 | 19.8 | 25.9 | 18.1 | 23.6 | YES | GT | FO2 | NG | 0.38 |  |  | Gowanus Generating Station | 2494 | CT03-3 | GT33 | 20 | Diesel Oil | Gowanus Gas Turbines Generating | 2494 | GT33 | 20 |  | GT | NG | 40.6635 | -74.0051
R1029 | Astoria Generating Company L.P. | Gowanus 3-4 | J | 24125 | Brooklyn | 047 | 36 | 1971-07-01 | 20 | 17.9 | 23.4 | 16.2 | 22 | YES | GT | FO2 | NG | 0.38 |  |  | Gowanus Generating Station | 2494 | CT03-4 | GT34 | 20 | Diesel Oil | Gowanus Gas Turbines Generating | 2494 | GT34 | 20 |  | GT | NG | 40.6635 | -74.0051
R1030 | Astoria Generating Company L.P. | Gowanus 3-5 | J | 24126 | Brooklyn | 047 | 36 | 1971-07-01 | 20 | 19 | 24.8 | 17.3 | 23.5 | YES | GT | FO2 | NG | 0.245 |  |  | Gowanus Generating Station | 2494 | CT03-5 | GT35 | 20 | Diesel Oil | Gowanus Gas Turbines Generating | 2494 | GT35 | 20 |  | GT | NG | 40.6635 | -74.0051
R1031 | Astoria Generating Company L.P. | Gowanus 3-6 | J | 24127 | Brooklyn | 047 | 36 | 1971-07-01 | 20 | 17.6 | 23 | 15.5 | 22.1 | YES | GT | FO2 | NG | 0.26 |  |  | Gowanus Generating Station | 2494 | CT03-6 | GT36 | 20 | Diesel Oil | Gowanus Gas Turbines Generating | 2494 | GT36 | 20 |  | GT | NG | 40.6635 | -74.0051
R1032 | Astoria Generating Company L.P. | Gowanus 3-7 | J | 24128 | Brooklyn | 047 | 36 | 1971-07-01 | 20 | 18.1 | 23.6 | 17.9 | 24.2 | YES | GT | FO2 | NG | 0.13 |  |  | Gowanus Generating Station | 2494 | CT03-7 | GT37 | 20 | Diesel Oil | Gowanus Gas Turbines Generating | 2494 | GT37 | 20 |  | GT | NG | 40.6635 | -74.0051
R1033 | Astoria Generating Company L.P. | Gowanus 3-8 | J | 24129 | Brooklyn | 047 | 36 | 1971-07-01 | 20 | 19 | 24.8 | 17.6 | 24.9 | YES | GT | FO2 | NG | 0.1 |  |  | Gowanus Generating Station | 2494 | CT03-8 | GT38 | 20 | Diesel Oil | Gowanus Gas Turbines Generating | 2494 | GT38 | 20 |  | GT | NG | 40.6635 | -74.0051
R1034 | Astoria Generating Company L.P. | Gowanus 4-1 | J | 24130 | Brooklyn | 047 | 36 | 1971-07-01 | 20 | 16.8 | 21.9 | 18.2 | 23.3 |  | GT | FO2 |  | 0.16 |  |  | Gowanus Generating Station | 2494 | CT04-1 | GT41 | 20 | Diesel Oil | Gowanus Gas Turbines Generating | 2494 | GT41 | 20 |  | GT | DFO | 40.6635 | -74.0051
R1035 | Astoria Generating Company L.P. | Gowanus 4-2 | J | 24131 | Brooklyn | 047 | 36 | 1971-07-01 | 20 | 17.3 | 22.6 | 17.9 | 22.4 |  | GT | FO2 |  | 0.123 |  |  | Gowanus Generating Station | 2494 | CT04-2 | GT42 | 20 | Diesel Oil | Gowanus Gas Turbines Generating | 2494 | GT42 | 20 |  | GT | DFO | 40.6635 | -74.0051
R1036 | Astoria Generating Company L.P. | Gowanus 4-3 | J | 24132 | Brooklyn | 047 | 36 | 1971-07-01 | 20 | 17.6 | 23 | 16.4 | 21.3 |  | GT | FO2 |  | 0.13 |  |  | Gowanus Generating Station | 2494 | CT04-3 | GT43 | 20 | Diesel Oil | Gowanus Gas Turbines Generating | 2494 | GT43 | 20 |  | GT | DFO | 40.6635 | -74.0051
R1037 | Astoria Generating Company L.P. | Gowanus 4-4 | J | 24133 | Brooklyn | 047 | 36 | 1971-07-01 | 20 | 17.1 | 22.3 | 16.5 | 20.9 |  | GT | FO2 |  | 0.11 |  |  | Gowanus Generating Station | 2494 | CT04-4 | GT44 | 20 | Diesel Oil | Gowanus Gas Turbines Generating | 2494 | GT44 | 20 |  | GT | DFO | 40.6635 | -74.0051
R1038 | Astoria Generating Company L.P. | Gowanus 4-5 | J | 24134 | Brooklyn | 047 | 36 | 1971-07-01 | 20 | 17.1 | 22.3 | 16.2 | 21.3 |  | GT | FO2 |  | 0.11 |  |  | Gowanus Generating Station | 2494 | CT04-5 | GT45 | 20 | Diesel Oil | Gowanus Gas Turbines Generating | 2494 | GT45 | 20 |  | GT | DFO | 40.6635 | -74.0051
R1039 | Astoria Generating Company L.P. | Gowanus 4-6 | J | 24135 | Brooklyn | 047 | 36 | 1971-07-01 | 20 | 18.6 | 24.3 | 18 | 24.3 |  | GT | FO2 |  | 0.16102 |  |  | Gowanus Generating Station | 2494 | CT04-6 | GT46 | 20 | Diesel Oil | Gowanus Gas Turbines Generating | 2494 | GT46 | 20 |  | GT | DFO | 40.6635 | -74.0051
R1040 | Astoria Generating Company L.P. | Gowanus 4-7 | J | 24136 | Brooklyn | 047 | 36 | 1971-07-01 | 20 | 16.6 | 21.7 | 16.6 | 22.3 |  | GT | FO2 |  | 0.13 |  |  | Gowanus Generating Station | 2494 | CT04-7 | GT47 | 20 | Diesel Oil | Gowanus Gas Turbines Generating | 2494 | GT47 | 20 |  | GT | DFO | 40.6635 | -74.0051
R1041 | Astoria Generating Company L.P. | Gowanus 4-8 | J | 24137 | Brooklyn | 047 | 36 | 1971-07-01 | 20 | 19 | 24.8 | 16.6 | 22.4 |  | GT | FO2 |  | 0.12 |  |  | Gowanus Generating Station | 2494 | CT04-8 | GT48 | 20 | Diesel Oil | Gowanus Gas Turbines Generating | 2494 | GT48 | 20 |  | GT | DFO | 40.6635 | -74.0051
R1108 | Consolidated Edison Co. of NY, Inc. | Hudson Ave 3 | J | 23810 | Brooklyn | 047 | 36 | 1970-07-01 | 16.3 | 16 | 20.9 | 15.6 | 18.9 |  | GT | KER |  | 0.9721 |  |  | Hudson Avenue | 2496 | CT0003 | GT3 | 16.3 | Other Oil | Hudson Avenue | 2496 | GT3 | 16.3 |  | GT | KER | 40.7052 | -73.9807
R1109 | Consolidated Edison Co. of NY, Inc. | Hudson Ave 4 | J | 23540 | Brooklyn | 047 | 36 | 1970-07-01 | 16.3 | 13.9 | 18.2 | 14 | 16.2 |  | GT | KER |  | 0.4236 |  |  | Hudson Avenue | 2496 | CT0004 | 4 | 16.3 | Other Oil | Hudson Avenue | 2496 | 4 | 16.3 |  | GT | KER | 40.7052 | -73.9807
R1110 | Consolidated Edison Co. of NY, Inc. | Hudson Ave 5 | J | 23657 | Brooklyn | 047 | 36 | 1970-07-01 | 16.3 | 15.1 | 19.7 | 14.6 | 16.5 |  | GT | KER |  | 0.7085 |  |  | Hudson Avenue | 2496 | CT0005 | GT5 | 16.3 | Other Oil | Hudson Avenue | 2496 | GT5 | 16.3 |  | GT | KER | 40.7052 | -73.9807
R1042 | Astoria Generating Company L.P. | Narrows 1-1 | J | 24228 | Brooklyn | 047 | 36 | 1972-05-01 | 22 | 21 | 27.4 | 19.6 | 24.4 | YES | GT | FO2 | NG | 1.88 |  |  | Narrows Generating Station | 2499 | CT01-1 | NT11 | 22 | Pipeline Natural Gas | Narrows Gas Turbines Generating | 2499 | NT11 | 22 |  | GT | NG | 40.6486 | -74.0208
R1043 | Astoria Generating Company L.P. | Narrows 1-2 | J | 24229 | Brooklyn | 047 | 36 | 1972-05-01 | 22 | 19.5 | 25.5 | 17.6 | 24.1 | YES | GT | FO2 | NG | 1.19 |  |  | Narrows Generating Station | 2499 | CT01-2 | NT12 | 22 | Pipeline Natural Gas | Narrows Gas Turbines Generating | 2499 | NT12 | 22 |  | GT | NG | 40.6486 | -74.0208
R1044 | Astoria Generating Company L.P. | Narrows 1-3 | J | 24230 | Brooklyn | 047 | 36 | 1972-05-01 | 22 | 20.4 | 26.6 | 18.6 | 24.7 | YES | GT | FO2 | NG | 1.54 |  |  | Narrows Generating Station | 2499 | CT01-3 | NT13 | 22 | Pipeline Natural Gas | Narrows Gas Turbines Generating | 2499 | NT13 | 22 |  | GT | NG | 40.6486 | -74.0208
R1045 | Astoria Generating Company L.P. | Narrows 1-4 | J | 24231 | Brooklyn | 047 | 36 | 1972-05-01 | 22 | 20.1 | 26.3 | 18.7 | 24.9 | YES | GT | FO2 | NG | 1.45 |  |  | Narrows Generating Station | 2499 | CT01-4 | NT14 | 22 | Pipeline Natural Gas | Narrows Gas Turbines Generating | 2499 | NT14 | 22 |  | GT | NG | 40.6486 | -74.0208
R1046 | Astoria Generating Company L.P. | Narrows 1-5 | J | 24232 | Brooklyn | 047 | 36 | 1972-05-01 | 22 | 19.8 | 25.9 | 20.6 | 24.9 | YES | GT | FO2 | NG | 1.41 |  |  | Narrows Generating Station | 2499 | CT01-5 | NT15 | 22 | Pipeline Natural Gas | Narrows Gas Turbines Generating | 2499 | NT15 | 22 |  | GT | NG | 40.6486 | -74.0208
R1047 | Astoria Generating Company L.P. | Narrows 1-6 | J | 24233 | Brooklyn | 047 | 36 | 1972-05-01 | 22 | 18.9 | 24.7 | 15.7 | 21.2 | YES | GT | FO2 | NG | 1.01 |  |  | Narrows Generating Station | 2499 | CT01-6 | NT16 | 22 | Pipeline Natural Gas | Narrows Gas Turbines Generating | 2499 | NT16 | 22 |  | GT | NG | 40.6486 | -74.0208
R1048 | Astoria Generating Company L.P. | Narrows 1-7 | J | 24234 | Brooklyn | 047 | 36 | 1972-05-01 | 22 | 18.4 | 24 | 19.8 | 24.9 | YES | GT | FO2 | NG | 1.147 |  |  | Narrows Generating Station | 2499 | CT01-7 | NT17 | 22 | Pipeline Natural Gas | Narrows Gas Turbines Generating | 2499 | NT17 | 22 |  | GT | NG | 40.6486 | -74.0208
R1049 | Astoria Generating Company L.P. | Narrows 1-8 | J | 24235 | Brooklyn | 047 | 36 | 1972-05-01 | 22 | 19.9 | 26 | 17.4 | 21.8 | YES | GT | FO2 | NG | 1.61 |  |  | Narrows Generating Station | 2499 | CT01-8 | NT18 | 22 | Pipeline Natural Gas | Narrows Gas Turbines Generating | 2499 | NT18 | 22 |  | GT | NG | 40.6486 | -74.0208
R1050 | Astoria Generating Company L.P. | Narrows 2-1 | J | 24236 | Brooklyn | 047 | 36 | 1972-06-01 | 22 | 19.4 | 25.3 | 19 | 24.9 | YES | GT | FO2 | NG | 1.66 |  |  | Narrows Generating Station | 2499 | CT02-1 | NT21 | 22 | Pipeline Natural Gas | Narrows Gas Turbines Generating | 2499 | NT21 | 22 |  | GT | NG | 40.6486 | -74.0208
R1051 | Astoria Generating Company L.P. | Narrows 2-2 | J | 24237 | Brooklyn | 047 | 36 | 1972-06-01 | 22 | 18.7 | 24.4 | 16.3 | 23.4 | YES | GT | FO2 | NG | 1.16 |  |  | Narrows Generating Station | 2499 | CT02-2 | NT22 | 22 | Pipeline Natural Gas | Narrows Gas Turbines Generating | 2499 | NT22 | 22 |  | GT | NG | 40.6486 | -74.0208
R1052 | Astoria Generating Company L.P. | Narrows 2-3 | J | 24238 | Brooklyn | 047 | 36 | 1972-06-01 | 22 | 18.4 | 24 | 17.7 | 23.8 | YES | GT | FO2 | NG | 1.17 |  |  | Narrows Generating Station | 2499 | CT02-3 | NT23 | 22 | Pipeline Natural Gas | Narrows Gas Turbines Generating | 2499 | NT23 | 22 |  | GT | NG | 40.6486 | -74.0208
R1053 | Astoria Generating Company L.P. | Narrows 2-4 | J | 24239 | Brooklyn | 047 | 36 | 1972-06-01 | 22 | 18.4 | 24 | 18 | 24.5 | YES | GT | FO2 | NG | 1.26 |  |  | Narrows Generating Station | 2499 | CT02-4 | NT24 | 22 | Pipeline Natural Gas | Narrows Gas Turbines Generating | 2499 | NT24 | 22 |  | GT | NG | 40.6486 | -74.0208
R1054 | Astoria Generating Company L.P. | Narrows 2-5 | J | 24240 | Brooklyn | 047 | 36 | 1972-06-01 | 22 | 19.9 | 26 | 18.4 | 23.6 | YES | GT | FO2 | NG | 1.31 |  |  | Narrows Generating Station | 2499 | CT02-5 | NT25 | 22 | Pipeline Natural Gas | Narrows Gas Turbines Generating | 2499 | NT25 | 22 |  | GT | NG | 40.6486 | -74.0208
R1055 | Astoria Generating Company L.P. | Narrows 2-6 | J | 24241 | Brooklyn | 047 | 36 | 1972-06-01 | 22 | 18.1 | 23.6 | 16.6 | 21.4 | YES | GT | FO2 | NG | 2.04 |  |  | Narrows Generating Station | 2499 | CT02-6 | NT26 | 22 | Pipeline Natural Gas | Narrows Gas Turbines Generating | 2499 | NT26 | 22 |  | GT | NG | 40.6486 | -74.0208
R1056 | Astoria Generating Company L.P. | Narrows 2-7 | J | 24242 | Brooklyn | 047 | 36 | 1972-06-01 | 22 | 20.7 | 27 | 18.9 | 24.9 | YES | GT | FO2 | NG | 2.417 |  |  | Narrows Generating Station | 2499 | CT02-7 | NT27 | 22 | Pipeline Natural Gas | Narrows Gas Turbines Generating | 2499 | NT27 | 22 |  | GT | NG | 40.6486 | -74.0208
R1057 | Astoria Generating Company L.P. | Narrows 2-8 | J | 24243 | Brooklyn | 047 | 36 | 1972-06-01 | 22 | 17.5 | 22.9 | 16.5 | 22.2 | YES | GT | FO2 | NG | 1.9 |  |  | Narrows Generating Station | 2499 | CT02-8 | NT28 | 22 | Pipeline Natural Gas | Narrows Gas Turbines Generating | 2499 | NT28 | 22 |  | GT | NG | 40.6486 | -74.0208
R1332 | Helix Ravenswood, LLC | Ravenswood 01 | J | 23729 | Queens | 081 | 36 | 1967-07-01 | 18.6 | 8.8 | 11.5 | 8.7 | 11.4 |  | GT | NG |  | 0.422 |  |  | Ravenswood Generating Station | 2500 | CT0001 | GT1 | 18.6 | Pipeline Natural Gas | Ravenswood | 2500 | GT1 | 18.6 |  | GT | NG | 40.7592 | -73.9461
R1333 | Helix Ravenswood, LLC | Ravenswood 09 | J | 24257 | Queens | 081 | 36 | 1970-07-01 | 25 | 21.7 | 27.6 | 0 | 0 | YES | JE | KER | NG | 0.237 | ( 6 ) ( I ) |  | Ravenswood Generating Station | 2500 | CT0009 | GT9 | 25 | Pipeline Natural Gas | Ravenswood | 2500 | GT9 | 25 |  | GT | NG | 40.7592 | -73.9461
R1334 | Helix Ravenswood, LLC | Ravenswood 10 | J | 24258 | Queens | 081 | 36 | 1970-08-01 | 25 | 21.2 | 27 | 19.2 | 22.2 | YES | JE | KER | NG | 2.356 |  |  | Ravenswood Generating Station | 2500 | CT0010 | GT10 | 25 | Pipeline Natural Gas | Ravenswood | 2500 | GT10 | 25 |  | GT | NG | 40.7592 | -73.9461
R1335 | Helix Ravenswood, LLC | Ravenswood 11 | J | 24259 | Queens | 081 | 36 | 1970-08-01 | 25 | 20.2 | 25.7 | 17.7 | 23.1 | YES | JE | KER | NG | 2.49 |  |  | Ravenswood Generating Station | 2500 | CT0011 | GT11 | 25 | Pipeline Natural Gas | Ravenswood | 2500 | GT11 | 25 |  | GT | NG | 40.7592 | -73.9461
R1336 | Helix Ravenswood, LLC | Ravenswood 2-1 | J | 24244 | Queens | 081 | 36 | 1970-12-01 | 42.9 | 40.4 | 51.4 | 30.6 | 41.7 | YES | JE | NG | KER | 2.201 | ( 7 ) ( I ) |  | Ravenswood Generating Station | 2500 | CT02-1 | GT21 | 42.9 | Pipeline Natural Gas | Ravenswood | 2500 | GT21 | 42.9 |  | GT | NG | 40.7592 | -73.9461
R1337 | Helix Ravenswood, LLC | Ravenswood 2-2 | J | 24245 | Queens | 081 | 36 | 1970-12-01 | 42.9 | 37.6 | 47.8 | 32 | 41.9 | YES | JE | NG | KER | 2.293 | ( 7 ) ( I ) |  | Ravenswood Generating Station | 2500 | CT02-2 | GT22 | 42.9 | Pipeline Natural Gas | Ravenswood | 2500 | GT22 | 42.9 |  | GT | NG | 40.7592 | -73.9461
R1338 | Helix Ravenswood, LLC | Ravenswood 2-3 | J | 24246 | Queens | 081 | 36 | 1970-12-01 | 42.9 | 39.2 | 49.9 | 30.7 | 37.3 | YES | JE | NG | KER | 2.005 | ( 7 ) ( I ) |  | Ravenswood Generating Station | 2500 | CT02-3 | GT23 | 42.9 | Pipeline Natural Gas | Ravenswood | 2500 | GT23 | 42.9 |  | GT | NG | 40.7592 | -73.9461
R1339 | Helix Ravenswood, LLC | Ravenswood 2-4 | J | 24247 | Queens | 081 | 36 | 1970-12-01 | 42.9 | 39.8 | 50.6 | 30.9 | 41.6 | YES | JE | NG | KER | 2.57 | ( 7 ) ( I ) |  | Ravenswood Generating Station | 2500 | CT02-4 | GT24 | 42.9 | Pipeline Natural Gas | Ravenswood | 2500 | GT24 | 42.9 |  | GT | NG | 40.7592 | -73.9461
R1340 | Helix Ravenswood, LLC | Ravenswood 3-1 | J | 24248 | Queens | 081 | 36 | 1970-08-01 | 42.9 | 40.5 | 51.5 | 30.7 | 40.8 | YES | JE | NG | KER | 1.537 | ( 7 ) ( I ) |  | Ravenswood Generating Station | 2500 | CT03-1 | GT31 | 42.9 | Pipeline Natural Gas | Ravenswood | 2500 | GT31 | 42.9 |  | GT | NG | 40.7592 | -73.9461
R1341 | Helix Ravenswood, LLC | Ravenswood 3-2 | J | 24249 | Queens | 081 | 36 | 1970-08-01 | 42.9 | 38.1 | 48.5 | 29.7 | 40.3 | YES | JE | NG | KER | 2.199 | ( 7 ) ( I ) |  | Ravenswood Generating Station | 2500 | CT03-2 | GT32 | 42.9 | Pipeline Natural Gas | Ravenswood | 2500 | GT32 | 42.9 |  | GT | NG | 40.7592 | -73.9461
R1342 | Helix Ravenswood, LLC | Ravenswood 3-4 | J | 24251 | Queens | 081 | 36 | 1970-08-01 | 42.9 | 35.8 | 45.5 | 29.8 | 40.8 | YES | JE | NG | KER | 2.573 | ( 7 ) ( I ) |  | Ravenswood Generating Station | 2500 | CT03-4 | GT34 | 42.9 | Pipeline Natural Gas | Ravenswood | 2500 | GT34 | 42.9 |  | GT | NG | 40.7592 | -73.9461
| Helix Ravenswood, LLC | Ravenswood CC 04 | J | 23820 | Queens | 081 | 36 | 2004-05-01 | 250 | 231.2 | 276.7 | 219.2 | 277.3 | YES | CC | NG | FO2 | 1404.902 |  | Y | Ravenswood Generating Station | 2500 | UCC001 | 4 | 170 | Pipeline Natural Gas | Ravenswood | 2500 | 4 | 170 |  | CT | NG | 40.7592 | -73.9461
R1343 | Helix Ravenswood, LLC | Ravenswood CC 04 | J | 23820 | Queens | 081 | 36 | 2004-05-01 | 250 | 231.2 | 276.7 | 219.2 | 277.3 | YES | CC | NG | FO2 | 1404.902 |  | Y | Ravenswood Generating Station | 2500 | UCC001 | 4S | 80 | Pipeline Natural Gas | Ravenswood | 2500 | 4S | 80 |  | CA | NG | 40.7592 | -73.9461
R1344 | Helix Ravenswood, LLC | Ravenswood ST 01 | J | 23533 | Queens | 081 | 36 | 1963-02-01 | 400 | 365.1 | 365.1 | 368 | 368 | YES | ST | FO6 | NG | 532.744 |  |  | Ravenswood Generating Station | 2500 | 10 | 1 | 400 | Pipeline Natural Gas | Ravenswood | 2500 | 1 | 400 | 10 | ST | NG | 40.7592 | -73.9461
R1345 | Helix Ravenswood, LLC | Ravenswood ST 02 | J | 23534 | Queens | 081 | 36 | 1963-05-01 | 400 | 391.6 | 391.6 | 372.5 | 375 | YES | ST | FO6 | NG | 601.376 |  |  | Ravenswood Generating Station | 2500 | 20 | 2 | 400 | Pipeline Natural Gas | Ravenswood | 2500 | 2 | 400 | 20 | ST | NG | 40.7592 | -73.9461
R1346 | Helix Ravenswood, LLC | Ravenswood ST 03 | J | 23535 | Queens | 081 | 36 | 1965-06-01 | 1027 | 986.8 | 986.8 | 973 | 974.2 | YES | ST | FO6 | NG | 440.294 |  |  | Ravenswood Generating Station | 2500 | 30 | 3 | 1027.7 | Pipeline Natural Gas | Ravenswood | 2500 | 3 | 1027 | 30 | ST | NG | 40.7592 | -73.9461
R1100 | Consolidated Edison Co. of NY, Inc. | 59 St. GT 1 | J | 24138 | Manhattan | 061 | 36 | 1969-06-01 | 17.1 | 15.4 | 20.1 | 15.4 | 22.2 | YES | GT | KER | NG | 0.0928 |  |  | 59th Street | 2503 | CT0001 | GT1 | 17.1 | Other Oil | 59th Street | 2503 | GT1 | 17.1 |  | GT | NG | 40.7713 | -73.9912
R1101 | Consolidated Edison Co. of NY, Inc. | 74 St. GT 1 | J | 24260 | Manhattan | 061 | 36 | 1968-10-01 | 18.5 | 19 | 23.5 | 17.9 | 21.3 |  | GT | KER |  | 0.238 |  |  | 74th Street | 2504 | CT0001 | GT1 | 18.6 | Other Oil | 74th Street | 2504 | GT1 | 18.5 |  | GT | KER | 40.768 | -73.9515
R1102 | Consolidated Edison Co. of NY, Inc. | 74 St. GT 2 | J | 24261 | Manhattan | 061 | 36 | 1968-10-01 | 18.5 | 20.1 | 25.7 | 20 | 20.2 |  | GT | KER |  | 0.266 |  |  | 74th Street | 2504 | CT0002 | GT2 | 18.6 | Other Oil | 74th Street | 2504 | GT2 | 18.5 |  | GT | KER | 40.768 | -73.9515
R1367 | Long Island Power Authority | Barrett 03 | K | 23706 | Island Park | 059 | 36 | 1970-06-01 | 18 | 17.9 | 23.4 | 16.3 | 19.8 | YES | GT | NG | FO2 | 3.725 |  |  | E F Barrett | 2511 | U00006 | 3 | 18 | Pipeline Natural Gas | E F Barrett | 2511 | 3 | 18 |  | GT | NG | 40.6167 | -73.6479
R1368 | Long Island Power Authority | Barrett 04 | K | 23707 | Island Park | 059 | 36 | 1970-07-01 | 18 | 17.7 | 23.1 | 16.6 | 19.8 | YES | GT | NG | FO2 | 4.616 |  |  | E F Barrett | 2511 | U00007 | 4 | 18 | Pipeline Natural Gas | E F Barrett | 2511 | 4 | 18 |  | GT | NG | 40.6167 | -73.6479
R1369 | Long Island Power Authority | Barrett 05 | K | 23708 | Island Park | 059 | 36 | 1970-07-01 | 18 | 17.8 | 23.3 | 15.4 | 20.7 | YES | GT | NG | FO2 | 3.374 |  |  | E F Barrett | 2511 | U00008 | 5 | 18 | Pipeline Natural Gas | E F Barrett | 2511 | 5 | 18 |  | GT | NG | 40.6167 | -73.6479
R1370 | Long Island Power Authority | Barrett 06 | K | 23709 | Island Park | 059 | 36 | 1970-07-01 | 18 | 17.8 | 23.3 | 17.2 | 19.7 | YES | GT | NG | FO2 | 2.257 |  |  | E F Barrett | 2511 | U00009 | 6 | 18 | Pipeline Natural Gas | E F Barrett | 2511 | 6 | 18 |  | GT | NG | 40.6167 | -73.6479
R1371 | Long Island Power Authority | Barrett 08 | K | 23711 | Island Park | 059 | 36 | 1970-07-01 | 18 | 17.3 | 22.6 | 15.9 | 20.3 | YES | GT | NG | FO2 | 2.929 |  |  | E F Barrett | 2511 | U00011 | 8 | 18 | Pipeline Natural Gas | E F Barrett | 2511 | 8 | 18 |  | GT | NG | 40.6167 | -73.6479
R1372 | Long Island Power Authority | Barrett 09 | K | 23700 | Island Park | 059 | 36 | 1971-06-01 | 41.8 | 43.4 | 55.2 | 40.7 | 49.9 | YES | JE | NG | FO2 | 9.686 |  |  | E F Barrett | 2511 | U00012 | 9 | 41.9 | Pipeline Natural Gas | E F Barrett | 2511 | 9 | 41.8 |  | GT | NG | 40.6167 | -73.6479
| Long Island Power Authority | Barrett 09 | K | 23700 | Island Park | 059 | 36 | 1971-06-01 | 41.8 | 43.4 | 55.2 | 40.7 | 49.9 | YES | JE | NG | FO2 | 9.686 |  |  | E F Barrett | 2511 | U00013 | 9 | 41.9 | Pipeline Natural Gas | E F Barrett | 2511 | 9 | 41.8 |  | GT | NG | 40.6167 | -73.6479
R1373 | Long Island Power Authority | Barrett 10 | K | 23701 | Island Park | 059 | 36 | 1971-06-01 | 41.8 | 42.7 | 54.3 | 41.6 | 50.4 | YES | JE | NG | FO2 | 8.869 |  | Y | E F Barrett | 2511 | U00014 | 10 | 41.9 | Pipeline Natural Gas | E F Barrett | 2511 | 10 | 41.8 |  | GT | NG | 40.6167 | -73.6479
| Long Island Power Authority | Barrett 10 | K | 23701 | Island Park | 059 | 36 | 1971-06-01 | 41.8 | 42.7 | 54.3 | 41.6 | 50.4 | YES | JE | NG | FO2 | 8.869 |  | Y | E F Barrett | 2511 | U00015 | 10 | 41.9 | Pipeline Natural Gas | E F Barrett | 2511 | 10 | 41.8 |  | GT | NG | 40.6167 | -73.6479
R1374 | Long Island Power Authority | Barrett 11 | K | 23702 | Island Park | 059 | 36 | 1971-06-01 | 41.8 | 43.3 | 55.1 | 41.2 | 49.9 | YES | JE | NG | FO2 | 19.172 |  | Y | E F Barrett | 2511 | U00016 | 11 | 41.9 | Pipeline Natural Gas | E F Barrett | 2511 | 11 | 41.8 |  | GT | NG | 40.6167 | -73.6479
| Long Island Power Authority | Barrett 11 | K | 23702 | Island Park | 059 | 36 | 1971-06-01 | 41.8 | 43.3 | 55.1 | 41.2 | 49.9 | YES | JE | NG | FO2 | 19.172 |  | Y | E F Barrett | 2511 | U00017 | 11 | 41.9 | Pipeline Natural Gas | E F Barrett | 2511 | 11 | 41.8 |  | GT | NG | 40.6167 | -73.6479
R1375 | Long Island Power Authority | Barrett 12 | K | 23703 | Island Park | 059 | 36 | 1971-06-01 | 41.8 | 44 | 56 | 40.7 | 50.4 | YES | JE | NG | FO2 | 14.397 |  | Y | E F Barrett | 2511 | U00018 | 12 | 41.9 | Pipeline Natural Gas | E F Barrett | 2511 | 12 | 41.8 |  | GT | NG | 40.6167 | -73.6479
| Long Island Power Authority | Barrett 12 | K | 23703 | Island Park | 059 | 36 | 1971-06-01 | 41.8 | 44 | 56 | 40.7 | 50.4 | YES | JE | NG | FO2 | 14.397 |  | Y | E F Barrett | 2511 | U00019 | 12 | 41.9 | Pipeline Natural Gas | E F Barrett | 2511 | 12 | 41.8 |  | GT | NG | 40.6167 | -73.6479
R1376 | Long Island Power Authority | Barrett GT 01 | K | 23704 | Island Park | 059 | 36 | 1970-06-01 | 18 | 18.1 | 23.6 | 17.9 | 20.4 | YES | GT | NG | FO2 | 5.52 |  |  | E F Barrett | 2511 | U00004 | GT1 | 18 | Pipeline Natural Gas | E F Barrett | 2511 | GT1 | 18 |  | GT | NG | 40.6167 | -73.6479
R1377 | Long Island Power Authority | Barrett GT 02 | K | 23705 | Island Park | 059 | 36 | 1970-06-01 | 18 | 17.4 | 22.7 | 16.9 | 20.3 | YES | GT | NG | FO2 | 2.373 |  |  | E F Barrett | 2511 | U00005 | GT2 | 18 | Pipeline Natural Gas | E F Barrett | 2511 | GT2 | 18 |  | GT | NG | 40.6167 | -73.6479
R1378 | Long Island Power Authority | Barrett ST 01 | K | 23545 | Island Park | 059 | 36 | 1956-11-01 | 188 | 200.2 | 200.2 | 194.7 | 197.5 | YES | ST | NG | FO6 | 847.444 |  |  | E F Barrett | 2511 | 10 | ST1 | 175 | Pipeline Natural Gas | E F Barrett | 2511 | ST1 | 188 | 10 | ST | NG | 40.6167 | -73.6479
R1379 | Long Island Power Authority | Barrett ST 02 | K | 23546 | Island Park | 059 | 36 | 1963-10-01 | 188 | 197.5 | 197.5 | 193.7 | 192.5 | YES | ST | NG | FO6 | 433.324 |  |  | E F Barrett | 2511 | 20 | ST2 | 175 | Pipeline Natural Gas | E F Barrett | 2511 | ST2 | 188 | 20 | ST | NG | 40.6167 | -73.6479
R1385 | Long Island Power Authority | East Hampton GT 01 | K | 23717 | E Hampton | 103 | 36 | 1970-12-01 | 21.3 | 19.2 | 24.4 | 18.8 | 23.9 |  | JE | FO2 |  | 6.48 |  |  | East Hampton Facility | 2512 | UGT001 | 1 | 21.3 | Diesel Oil | East Hampton | 2512 | 1 | 21.3 |  | GT | DFO | 40.9617 | -72.2103
R1389 | Long Island Power Authority | Glenwood GT 02 | K | 23688 | Glenwood | 059 | 36 | 1972-06-01 | 55 | 52.7 | 68.8 | 53.4 | 62.5 |  | GT | FO2 |  | 0.203 |  |  | Glenwood | 2514 | U00020 | GT2 | 55 | Diesel Oil | Glenwood | 2514 | GT2 | 55 |  | GT | DFO | 40.8271 | -73.6475
R1390 | Long Island Power Authority | Glenwood GT 03 | K | 23689 | Glenwood | 059 | 36 | 1972-06-01 | 55 | 52.7 | 68.8 | 54.2 | 64.5 |  | GT | FO2 |  | 0.573 |  |  | Glenwood | 2514 | U00021 | GT3 | 55 | Diesel Oil | Glenwood | 2514 | GT3 | 55 |  | GT | DFO | 40.8271 | -73.6475
R1408 | Long Island Power Authority | Northport 1 | K | 23551 | Northport | 103 | 36 | 1967-07-01 | 387 | 395 | 395 | 399.5 | 397 | YES | ST | NG | FO6 | 342.029 |  |  | Northport | 2516 | 1 | ST1 | 387 | Pipeline Natural Gas | Northport | 2516 | ST1 | 387 | 1 | ST | NG | 40.9236 | -73.3423
R1409 | Long Island Power Authority | Northport 2 | K | 23552 | Northport | 103 | 36 | 1968-06-01 | 387 | 396 | 396 | 396.5 | 398.7 | YES | ST | NG | FO6 | 131.99 |  |  | Northport | 2516 | 2 | 2 | 387 | Pipeline Natural Gas | Northport | 2516 | 2 | 387 | 2 | ST | NG | 40.9236 | -73.3423
R1410 | Long Island Power Authority | Northport 3 | K | 23553 | Northport | 103 | 36 | 1972-07-01 | 387 | 399.2 | 399.2 | 399.5 | 392.5 | YES | ST | NG | FO6 | 289.847 |  |  | Northport | 2516 | 3 | 3 | 387 | Pipeline Natural Gas | Northport | 2516 | 3 | 387 | 3 | ST | NG | 40.9236 | -73.3423
R1411 | Long Island Power Authority | Northport 4 | K | 23650 | Northport | 103 | 36 | 1977-12-01 | 387 | 399.2 | 399.2 | 380.2 | 383.5 | YES | ST | NG | FO6 | 863.563 |  |  | Northport | 2516 | 4 | 4 | 387 | Pipeline Natural Gas | Northport | 2516 | 4 | 387 | 4 | ST | NG | 40.9236 | -73.3423
R1412 | Long Island Power Authority | Northport GT | K | 23718 | Northport | 103 | 36 | 1967-03-01 | 16 | 13.8 | 18 | 11.7 | 15.5 |  | GT | FO2 |  | 0.02073 |  |  | Northport | 2516 | UGT001 | GT1 | 16 | Diesel Oil | Northport | 2516 | GT1 | 16 |  | GT | DFO | 40.9236 | -73.3423
R1418 | Long Island Power Authority | Port Jefferson 3 | K | 23555 | Port Jefferson | 103 | 36 | 1958-11-01 | 188 | 194.5 | 194.5 | 191.2 | 197 | YES | ST | FO6 | NG | 86.283 |  |  | Port Jefferson Energy Center | 2517 | 3 | 3 | 188 | Pipeline Natural Gas | Port Jefferson | 2517 | 3 | 188 | 3 | ST | NG | 40.9497 | -73.0785
R1419 | Long Island Power Authority | Port Jefferson 4 | K | 23616 | Port Jefferson | 103 | 36 | 1960-11-01 | 188 | 198.7 | 198.7 | 194 | 198.7 | YES | ST | FO6 | NG | 112.165 |  |  | Port Jefferson Energy Center | 2517 | 4 | 4 | 188 | Pipeline Natural Gas | Port Jefferson | 2517 | 4 | 188 | 4 | ST | NG | 40.9497 | -73.0785
R1420 | Long Island Power Authority | Port Jefferson GT 01 | K | 23713 | Port Jefferson | 103 | 36 | 1966-12-01 | 16 | 14.1 | 18.4 | 12.6 | 15.5 |  | GT | FO2 |  | -0.048 |  |  | Port Jefferson Energy Center | 2517 | UGT001 | GT1 | 16 | Diesel Oil | Port Jefferson | 2517 | GT1 | 16 |  | GT | DFO | 40.9497 | -73.0785
R1421 | Long Island Power Authority | Port Jefferson GT 02 | K | 24210 | Port Jefferson | 103 | 36 | 2002-07-01 | 53 | 42 | 49.6 | 41 | 46.4 | YES | GT | NG | FO2 | 23.6767 |  |  | Port Jefferson Energy Center | 2517 | UGT002 | GT2 | 45 | Pipeline Natural Gas | Port Jefferson | 2517 | GT2 | 53 |  | GT | NG | 40.9497 | -73.0785
R1422 | Long Island Power Authority | Port Jefferson GT 03 | K | 24211 | Port Jefferson | 103 | 36 | 2002-07-01 | 53 | 41.1 | 48.6 | 41 | 47 | YES | GT | NG | FO2 | 19.1187 |  |  | Port Jefferson Energy Center | 2517 | UGT003 | GT3 | 45 | Pipeline Natural Gas | Port Jefferson | 2517 | GT3 | 53 |  | GT | NG | 40.9497 | -73.0785
R1434 | Long Island Power Authority | West Babylon 4 | K | 23714 | West Babylon | 103 | 36 | 1971-08-01 | 52.4 | 49 | 64 | 50 | 66.9 |  | GT | FO2 |  | 0.732 |  |  | West Babylon Facility | 2521 | UGT001 | 4 | 52.4 | Diesel Oil | West Babylon | 2521 | 4 | 52.4 |  | GT | DFO | 40.6955 | -73.3486
R1135 | Emera Energy U.S. Subsidiary No. 1, Inc. | Greenidge 4 | C | 23583 | Torrey | 123 | 36 | 1953-12-01 | 112.5 | 106.3 | 106.3 | 104.3 | 104 |  | ST | NG | WD | 165.1992 | ( 3 ) ( D ) |  | Greenidge Generation LLC | 2527 | 6 | 4 | 105.9 | Pipeline Natural Gas | Greenidge Generation LLC | 2527 | 4 | 112 | 6 | ST | NG | 42.6789 | -76.9483
R1081 | Cayuga Operating Company, LLC | Cayuga 1 | C | 23584 | Lansing | 109 | 36 | 1955-09-01 | 155.3 | 154.1 | 154.1 | 153.9 | 151.2 |  | ST | BIT |  | 159.6817 |  |  | Cayuga Operating Company, LLC | 2535 | 1 | 1 | 155 | Coal | Cayuga Operating Company | 2535 | 1 | 155.3 | 1 | ST | BIT | 42.6028 | -76.6336
R1082 | Cayuga Operating Company, LLC | Cayuga 2 | C | 23585 | Lansing | 109 | 36 | 1958-10-01 | 167.2 | 154.7 | 154.7 | 139.6 | 158 |  | ST | BIT |  | 60.4786 |  |  | Cayuga Operating Company, LLC | 2535 | 2 | 2 | 167 | Coal | Cayuga Operating Company | 2535 | 2 | 167.2 | 2 | ST | BIT | 42.6028 | -76.6336
R1661 | PSEG Energy Resource & Trade, LLC | Bethlehem Energy Center | F | 323570 | Bethlehem | 001 | 36 | 2005-07-01 | 893.1 | 835 | 924.8 | 787.2 | 862.5 | YES | CC | NG | FO2 | 5303.7158 |  | Y | Bethlehem Energy Center (Albany) | 2539 | 10001 | 5 | 194 | Pipeline Natural Gas | Bethlehem Energy Center | 2539 | 5 | 194.3 |  | CT | NG | 42.5942 | -73.7638
| PSEG Energy Resource & Trade, LLC | Bethlehem Energy Center | F | 323570 | Bethlehem | 001 | 36 | 2005-07-01 | 893.1 | 835 | 924.8 | 787.2 | 862.5 | YES | CC | NG | FO2 | 5303.7158 |  | Y | Bethlehem Energy Center (Albany) | 2539 | 10001 | 8 | 310 | Pipeline Natural Gas | Bethlehem Energy Center | 2539 | 8 | 310.2 |  | CA | NG | 42.5942 | -73.7638
| PSEG Energy Resource & Trade, LLC | Bethlehem Energy Center | F | 323570 | Bethlehem | 001 | 36 | 2005-07-01 | 893.1 | 835 | 924.8 | 787.2 | 862.5 | YES | CC | NG | FO2 | 5303.7158 |  | Y | Bethlehem Energy Center (Albany) | 2539 | 10002 | 6 | 194 | Pipeline Natural Gas | Bethlehem Energy Center | 2539 | 6 | 194.3 |  | CT | NG | 42.5942 | -73.7638
| PSEG Energy Resource & Trade, LLC | Bethlehem Energy Center | F | 323570 | Bethlehem | 001 | 36 | 2005-07-01 | 893.1 | 835 | 924.8 | 787.2 | 862.5 | YES | CC | NG | FO2 | 5303.7158 |  | Y | Bethlehem Energy Center (Albany) | 2539 | 10002 | 8 | 310 | Pipeline Natural Gas | Bethlehem Energy Center | 2539 | 8 | 310.2 |  | CA | NG | 42.5942 | -73.7638
| PSEG Energy Resource & Trade, LLC | Bethlehem Energy Center | F | 323570 | Bethlehem | 001 | 36 | 2005-07-01 | 893.1 | 835 | 924.8 | 787.2 | 862.5 | YES | CC | NG | FO2 | 5303.7158 |  | Y | Bethlehem Energy Center (Albany) | 2539 | 10003 | 7 | 194 | Pipeline Natural Gas | Bethlehem Energy Center | 2539 | 7 | 194.3 |  | CT | NG | 42.5942 | -73.7638
| PSEG Energy Resource & Trade, LLC | Bethlehem Energy Center | F | 323570 | Bethlehem | 001 | 36 | 2005-07-01 | 893.1 | 835 | 924.8 | 787.2 | 862.5 | YES | CC | NG | FO2 | 5303.7158 |  | Y | Bethlehem Energy Center (Albany) | 2539 | 10003 | 8 | 310 | Pipeline Natural Gas | Bethlehem Energy Center | 2539 | 8 | 310.2 |  | CA | NG | 42.5942 | -73.7638
R1652 | NRG Power Marketing LLC | Oswego 5 | C | 23606 | Oswego | 075 | 36 | 1976-02-01 | 901.8 | 850.3 | 850.3 | 821.5 | 825.5 |  | ST | FO6 |  | 18.093 |  |  | Oswego Harbor Power | 2594 | 5 | ST5 | 902 | Residual Oil | Oswego Harbor Power | 2594 | ST5 | 901.8 | 5 | ST | RFO | 43.4586 | -76.5319
R1653 | NRG Power Marketing LLC | Oswego 6 | C | 23613 | Oswego | 075 | 36 | 1980-07-01 | 901.8 | 835.2 | 835.2 | 816.5 | 828.7 | YES | ST | FO6 | NG | 21.58 |  |  | Oswego Harbor Power | 2594 | 6 | ST6 | 902 | Residual Oil | Oswego Harbor Power | 2594 | ST6 | 901.8 | 6 | ST | RFO | 43.4586 | -76.5319
R1329 | GenOn Energy Management, LLC | Bowline 1 | G | 23526 | West Haverstraw | 087 | 36 | 1972-09-01 | 621 | 577.7 | 577.7 | 572.6 | 570.7 | YES | ST | NG | FO6 | 979.8917 |  |  | Bowline Generating Station | 2625 | 1 | 1 | 640 | Pipeline Natural Gas | Bowline Point | 2625 | 1 | 621 | 1 | ST | NG | 41.2044 | -73.9689
R1330 | GenOn Energy Management, LLC | Bowline 2 | G | 23595 | West Haverstraw | 087 | 36 | 1974-05-01 | 621 | 567.4 | 567.4 | 558.1 | 566.4 | YES | ST | NG | FO6 | 226.3858 |  |  | Bowline Generating Station | 2625 | 2 | 2 | 640 | Pipeline Natural Gas | Bowline Point | 2625 | 2 | 621 | 2 | ST | NG | 41.2044 | -73.9689
R1692 | Seneca Power Partners, L.P. | Hillburn GT | G | 23639 | Hillburn | 087 | 36 | 1971-04-01 | 46.5 | 37.9 | 51.8 | 35.1 | 44.9 | YES | JE | NG | KER | 0.4284 |  |  | Hillburn | 2628 | 001 | GEN1 | 46.5 | Pipeline Natural Gas | Hillburn | 2628 | GEN1 | 46.5 |  | GT | NG | 41.1269 | -74.1653
R1693 | Seneca Power Partners, L.P. | Shoemaker GT | G | 23640 | Middletown | 071 | 36 | 1971-05-01 | 41.9 | 33.1 | 45.2 | 32.4 | 41.8 | YES | JE | NG | KER | 0.4261 |  |  | Shoemaker | 2632 | 1 | SHOE | 41.9 | Pipeline Natural Gas | Shoemaker | 2632 | SHOE | 41.9 |  | GT | NG | 41.4278 | -74.4186
R1327 | Freeport Electric | Freeport 2-3 | K | 1660 | Freeport | 059 | 36 | 1973-05-01 | 18.1 | 18.1 | 18.1 | 12.7 | 18.4719 |  | GT | KER |  | 0.13425 |  |  | Freeport Power Plant No. 2 | 2679 | CT3 | 3 | 18.2 | Diesel Oil | Plant No 2 Freeport | 2679 | 3 | 18.1 |  | GT | DFO | 40.6447 | -73.5683
R1328 | Freeport Electric | Freeport CT 2 | K | 23818 | Freeport | 059 | 36 | 2004-03-01 | 60.5 | 50.3 | 50.3 | 48.2 | 50.2 |  | GT | NG | KER | 39.1633 |  |  | Freeport Power Plant No. 2 | 2679 | 5 | CT5 | 50 | Pipeline Natural Gas | Plant No 2 Freeport | 2679 | CT5 | 60.5 |  | GT | NG | 40.6447 | -73.5683
| Jamestown Board of Public Utilities | Jamestown 5 | A | 1658 | Jamestown | 013 | 36 | 1951-08-01 | 28.7 | 23 | 23 | 22 | 21.378 |  | ST | NG | BIT | 17.4367 |  | Y | S A Carlson | 2682 | 10 | 5 | 30.5 | Pipeline Natural Gas | S A Carlson | 2682 | 5 | 24.5 | 10 | ST | NG | 42.0933 | -79.2478
| Jamestown Board of Public Utilities | Jamestown 5 | A | 1658 | Jamestown | 013 | 36 | 1951-08-01 | 28.7 | 23 | 23 | 22 | 21.378 |  | ST | NG | BIT | 17.4367 |  | Y | S A Carlson | 2682 | 20 | 5 | 30.5 | Pipeline Natural Gas | S A Carlson | 2682 | 5 | 24.5 |  | ST | NG | 42.0933 | -79.2478
R1361 | Jamestown Board of Public Utilities | Jamestown 5 | A | 1658 | Jamestown | 013 | 36 | 1951-08-01 | 28.7 | 23 | 23 | 22 | 21.378 |  | ST | NG | BIT | 17.4367 |  | Y | S A Carlson | 2682 | 9 | 5 | 30.5 | Pipeline Natural Gas | S A Carlson | 2682 | 5 | 24.5 | 9 | ST | NG | 42.0933 | -79.2478
| Jamestown Board of Public Utilities | Jamestown 6 | A | 1658 | Jamestown | 013 | 36 | 1968-08-01 | 25 | 22.4 | 22.4 | 19.1 | 18.622 |  | ST | NG | BIT | 17.0532 |  | Y | S A Carlson | 2682 | 10 | 6 | 27.2 | Pipeline Natural Gas | S A Carlson | 2682 | 6 | 24.5 | 10 | ST | NG | 42.0933 | -79.2478
| Jamestown Board of Public Utilities | Jamestown 6 | A | 1658 | Jamestown | 013 | 36 | 1968-08-01 | 25 | 22.4 | 22.4 | 19.1 | 18.622 |  | ST | NG | BIT | 17.0532 |  | Y | S A Carlson | 2682 | 20 | 6 | 27.2 | Pipeline Natural Gas | S A Carlson | 2682 | 6 | 24.5 |  | ST | NG | 42.0933 | -79.2478
R1362 | Jamestown Board of Public Utilities | Jamestown 6 | A | 1658 | Jamestown | 013 | 36 | 1968-08-01 | 25 | 22.4 | 22.4 | 19.1 | 18.622 |  | ST | NG | BIT | 17.0532 |  | Y | S A Carlson | 2682 | 9 | 6 | 27.2 | Pipeline Natural Gas | S A Carlson | 2682 | 6 | 24.5 | 9 | ST | NG | 42.0933 | -79.2478
R1363 | Jamestown Board of Public Utilities | Jamestown 7 | A | 1659 | Jamestown | 013 | 36 | 2002-01-01 | 47.3 | 40 | 40 | 39 | 45.2 |  | GT | NG |  | 121.3273 |  |  | S A Carlson | 2682 | 20 | 7 | 47.3 | Pipeline Natural Gas | S A Carlson | 2682 | 7 | 47.3 |  | GT | NG | 42.0933 | -79.2478
R1696 | Somerset Operating Company, LLC | Somerset | A | 23543 | Somerset | 063 | 36 | 1984-08-01 | 655.1 | 686.5 | 686.5 | 685.9 | 691.5 |  | ST | BIT |  | 347.288 |  |  | Somerset Operating Company (Kintigh) | 6082 | 1 | 1 | 655.1 | Coal | Somerset Operating Co LLC | 6082 | 1 | 655.1 | 1 | ST | BIT | 43.3589 | -78.6047
R1424 | Long Island Power Authority | Shoreham 1 | K | 23715 | Shoreham | 103 | 36 | 1971-07-01 | 52.9 | 48.9 | 63.9 | 49.3 | 67.5 |  | GT | FO2 |  | 0.485 |  |  | Wading River Facility | 7146 | UGT013 | GT1 | 52.9 | Diesel Oil | Shoreham | 2518 | GT1 | 52.9 |  | GT | DFO | 40.9616 | -72.865
R1425 | Long Island Power Authority | Shoreham 2 | K | 23716 | Shoreham | 103 | 36 | 1984-04-01 | 18.6 | 18.5 | 23.5 | 16 | 22.8 |  | JE | FO2 |  | 0.235 |  |  | Wading River Facility | 7146 | UGT014 | GT2 | 18.6 | Diesel Oil | Shoreham | 2518 | GT2 | 18.6 |  | GT | DFO | 40.9616 | -72.865
R1431 | Long Island Power Authority | Wading River 1 | K | 23522 | Shoreham | 103 | 36 | 1989-08-01 | 79.5 | 81.2 | 106.1 | 78.7 | 99.6 |  | GT | FO2 |  | 1.3203 |  |  | Wading River Facility | 7146 | UGT007 | 1 | 79.5 | Diesel Oil | Wading River | 7146 | 1 | 79.5 |  | GT | DFO | 40.9569 | -72.8774
R1432 | Long Island Power Authority | Wading River 2 | K | 23547 | Shoreham | 103 | 36 | 1989-08-01 | 79.5 | 81.3 | 106.2 | 75.5 | 101.8 |  | GT | FO2 |  | 0.948 |  |  | Wading River Facility | 7146 | UGT008 | 2 | 79.5 | Diesel Oil | Wading River | 7146 | 02 | 79.5 |  | GT | DFO | 40.9569 | -72.8774
R1433 | Long Island Power Authority | Wading River 3 | K | 23601 | Shoreham | 103 | 36 | 1989-08-01 | 79.5 | 81.3 | 106.2 | 77.8 | 100.5 |  | GT | FO2 |  | 3.4528 |  |  | Wading River Facility | 7146 | UGT009 | 3 | 79.5 | Diesel Oil | Wading River | 7146 | 03 | 79.5 |  | GT | DFO | 40.9569 | -72.8774
R1458 | New York Power Authority | Flynn | K | 23794 | Holtsville | 103 | 36 | 1994-05-01 | 170 | 135.5 | 168.4 | 137.7 | 162.7 | YES | CC | NG | FO2 | 969.2605 |  | Y | Richard M Flynn (Holtsville) | 7314 | 001 | NA1 | 108 | Pipeline Natural Gas | Richard M Flynn | 7314 | NA1 | 108 |  | CT | NG | 40.8158 | -73.064
R1458 | New York Power Authority | Flynn | K | 23794 | Holtsville | 103 | 36 | 1994-05-01 | 170 | 135.5 | 168.4 | 137.7 | 162.7 | YES | CC | NG | FO2 | 969.2605 |  | Y | Richard M Flynn (Holtsville) | 7314 | 001 | NA2 | 56 | Pipeline Natural Gas | Richard M Flynn | 7314 | NA2 | 56 | EIA01 | CA | NG | 40.8158 | -73.064
R1388 | Long Island Power Authority | Glenwood GT 01 | K | 23712 | Glenwood | 059 | 36 | 1967-04-01 | 16 | 14.6 | 19.1 | 11.9 | 13.9 |  | GT | FO2 |  | 0.007 |  |  | Glenwood Landing Energy Center | 7869 | UGT011 | GT1 | 16 | Diesel Oil | Glenwood Landing | 7869 | GT1 | 16 |  | GT | DFO | 40.8275 | -73.6478
R1391 | Long Island Power Authority | Glenwood GT 04 | K | 24219 | Glenwood | 059 | 36 | 2002-06-01 | 53 | 40.3 | 47.6 | 41 | 46.1 | YES | GT | NG | FO2 | 57.8505 |  |  | Glenwood Landing Energy Center | 7869 | UGT012 | GT4 | 45 | Pipeline Natural Gas | Glenwood Landing | 7869 | GT4 | 53 |  | GT | NG | 40.8275 | -73.6478
R1392 | Long Island Power Authority | Glenwood GT 05 | K | 24220 | Glenwood | 059 | 36 | 2002-06-01 | 53 | 40 | 47.3 | 39.8 | 46.3 | YES | GT | NG | FO2 | 42.8418 |  |  | Glenwood Landing Energy Center | 7869 | UGT013 | GT5 | 45 | Pipeline Natural Gas | Glenwood Landing | 7869 | GT5 | 53 |  | GT | NG | 40.8275 | -73.6478
R1477 | New York Power Authority | Vernon Blvd 2 | J | 24162 | Queens | 081 | 36 | 2001-08-01 | 47 | 46.2 | 46.2 | 40 | 40 |  | GT | NG |  | 30.0226 |  |  | Vernon Boulevard | 7909 | VB01 | VB01 | 47 | Pipeline Natural Gas | Vernon Boulevard | 7909 | VG03 | 47 |  | GT | NG | 40.7537 | -73.9508
R1478 | New York Power Authority | Vernon Blvd 3 | J | 24163 | Queens | 081 | 36 | 2001-08-01 | 47 | 43.8 | 43.8 | 39.9 | 39.9 |  | GT | NG |  | 21.4235 |  |  | Vernon Boulevard | 7909 | VB02 | VB02 | 47 | Pipeline Natural Gas | Vernon Boulevard | 7909 | VG02 | 47 |  | GT | NG | 40.7537 | -73.9508
R1459 | New York Power Authority | Gowanus 5 | J | 24156 | Brooklyn | 047 | 36 | 2001-08-01 | 47 | 45.4 | 45.4 | 40 | 40 |  | GT | NG |  | 52.1734 |  |  | 23rd and 3rd | 7910 | 2301 | 1 | 47 | Pipeline Natural Gas | Joseph J Seymour Power Project | 7910 | 1 | 47 |  | GT | NG | 40.6631 | -74
R1460 | New York Power Authority | Gowanus 6 | J | 24157 | Brooklyn | 047 | 36 | 2001-08-01 | 47 | 46.1 | 46.1 | 39.9 | 39.9 |  | GT | NG |  | 37.5961 |  |  | 23rd and 3rd | 7910 | 2302 | 2 | 47 | Pipeline Natural Gas | Joseph J Seymour Power Project | 7910 | 2 | 47 |  | GT | NG | 40.6631 | -74
R1453 | New York Power Authority | Brentwood | K | 24164 | Brentwood | 103 | 36 | 2001-08-01 | 47 | 47.1 | 47.1 | 45.5 | 46.4 |  | GT | NG |  | 50.2106 |  |  | Brentwood | 7912 | BW01 | 1 | 47 | Pipeline Natural Gas | Brentwood | 7912 | 1 | 47 |  | GT | NG | 40.7871 | -73.2934
R1467 | New York Power Authority | Hellgate 1 | J | 24158 | Bronx | 005 | 36 | 2001-08-01 | 47 | 45 | 45 | 39.9 | 39.9 |  | GT | NG |  | 16.1558 |  |  | Hell Gate | 7913 | HG01 | HG01 | 47 | Pipeline Natural Gas | Hell Gate | 7913 | HG01 | 47 |  | GT | NG | 40.799 | -73.9094
R1468 | New York Power Authority | Hellgate 2 | J | 24159 | Bronx | 005 | 36 | 2001-08-01 | 47 | 45 | 45 | 40 | 40 |  | GT | NG |  | 12.6929 |  |  | Hell Gate | 7913 | HG02 | HG02 | 47 | Pipeline Natural Gas | Hell Gate | 7913 | HG02 | 47 |  | GT | NG | 40.799 | -73.9094
R1465 | New York Power Authority | Harlem River 1 | J | 24160 | Bronx | 005 | 36 | 2001-08-01 | 47 | 46 | 46 | 39.9 | 39.9 |  | GT | NG |  | 12.6991 |  |  | Harlem River Yard | 7914 | HR01 | HR01 | 47 | Pipeline Natural Gas | Harlem River Yard | 7914 | HR01 | 47 |  | GT | NG | 40.7991 | -73.9156
R1466 | New York Power Authority | Harlem River 2 | J | 24161 | Bronx | 005 | 36 | 2001-08-01 | 47 | 45.2 | 45.2 | 40 | 40 |  | GT | NG |  | 10.8669 |  |  | Harlem River Yard | 7914 | HR02 | HR02 | 47 | Pipeline Natural Gas | Harlem River Yard | 7914 | HR02 | 47 |  | GT | NG | 40.7991 | -73.9156
R1471 | New York Power Authority | Kent | J | 24152 | Brooklyn | 047 | 36 | 2001-08-01 | 47 | 46.9 | 46.9 | 46 | 46.6 |  | GT | NG |  | 39.0202 |  |  | North 1st | 7915 | NO1 | N01 | 47 | Pipeline Natural Gas | North 1st | 7915 | N01 | 47 |  | GT | NG | 40.7171 | -73.9664
R1116 | Consolidated Edison Energy, Inc. | Roseton 1 | G | 23587 | Newburgh | 071 | 36 | 1974-12-01 | 621 | 614.8 | 614.8 | 607.8 | 610 | YES | ST | FO6 | NG | 113.787 |  |  | Roseton Generating LLC | 8006 | 1 | 1 | 621 | Residual Oil | Roseton Generating Facility | 8006 | 1 | 621 | 1 | ST | NG | 41.5738 | -73.9663
R1117 | Consolidated Edison Energy, Inc. | Roseton 2 | G | 23588 | Newburgh | 071 | 36 | 1974-09-01 | 621 | 605.7 | 605.7 | 604 | 605.7 | YES | ST | FO6 | NG | 202.586 |  |  | Roseton Generating LLC | 8006 | 2 | 2 | 621 | Residual Oil | Roseton Generating Facility | 8006 | 2 | 621 | 2 | ST | NG | 41.5738 | -73.9663
R1395 | Long Island Power Authority | Holtsville 01 | K | 23690 | Holtsville | 103 | 36 | 1974-07-01 | 56.7 | 55.1 | 70.1 | 57.4 | 64.8 |  | JE | FO2 |  | 0.626 |  | Y | Holtsville Facility | 8007 | U00001 | 1 | 56.7 | Diesel Oil | Holtsville | 8007 | 1 | 56.7 |  | GT | KER | 40.817 | -73.0663
R1395 | Long Island Power Authority | Holtsville 01 | K | 23690 | Holtsville | 103 | 36 | 1974-07-01 | 56.7 | 55.1 | 70.1 | 57.4 | 64.8 |  | JE | FO2 |  | 0.626 |  | Y | Holtsville Facility | 8007 | U00002 | 1 | 56.7 | Diesel Oil | Holtsville | 8007 | 1 | 56.7 |  | GT | KER | 40.817 | -73.0663
R1396 | Long Island Power Authority | Holtsville 02 | K | 23691 | Holtsville | 103 | 36 | 1974-07-01 | 56.7 | 55.3 | 70.3 | 53.1 | 63.5 |  | JE | FO2 |  | 0.363 |  | Y | Holtsville Facility | 8007 | U00003 | 2 | 56.7 | Diesel Oil | Holtsville | 8007 | 2 | 56.7 |  | GT | KER | 40.817 | -73.0663
R1396 | Long Island Power Authority | Holtsville 02 | K | 23691 | Holtsville | 103 | 36 | 1974-07-01 | 56.7 | 55.3 | 70.3 | 53.1 | 63.5 |  | JE | FO2 |  | 0.363 |  | Y | Holtsville Facility | 8007 | U00004 | 2 | 56.7 | Diesel Oil | Holtsville | 8007 | 2 | 56.7 |  | GT | KER | 40.817 | -73.0663
R1397 | Long Island Power Authority | Holtsville 03 | K | 23692 | Holtsville | 103 | 36 | 1974-07-01 | 56.7 | 52.1 | 66.3 | 52.6 | 63.1 |  | JE | FO2 |  | 0.97 |  | Y | Holtsville Facility | 8007 | U00005 | 3 | 56.7 | Diesel Oil | Holtsville | 8007 | 3 | 56.7 |  | GT | KER | 40.817 | -73.0663
R1397 | Long Island Power Authority | Holtsville 03 | K | 23692 | Holtsville | 103 | 36 | 1974-07-01 | 56.7 | 52.1 | 66.3 | 52.6 | 63.1 |  | JE | FO2 |  | 0.97 |  | Y | Holtsville Facility | 8007 | U00006 | 3 | 56.7 | Diesel Oil | Holtsville | 8007 | 3 | 56.7 |  | GT | KER | 40.817 | -73.0663
R1398 | Long Island Power Authority | Holtsville 04 | K | 23693 | Holtsville | 103 | 36 | 1974-07-01 | 56.7 | 52.7 | 67 | 52.4 | 63.2 |  | JE | FO2 |  | 2.433 |  | Y | Holtsville Facility | 8007 | U00007 | 4 | 56.7 | Diesel Oil | Holtsville | 8007 | 4 | 56.7 |  | GT | KER | 40.817 | -73.0663
R1398 | Long Island Power Authority | Holtsville 04 | K | 23693 | Holtsville | 103 | 36 | 1974-07-01 | 56.7 | 52.7 | 67 | 52.4 | 63.2 |  | JE | FO2 |  | 2.433 |  | Y | Holtsville Facility | 8007 | U00008 | 4 | 56.7 | Diesel Oil | Holtsville | 8007 | 4 | 56.7 |  | GT | KER | 40.817 | -73.0663
R1399 | Long Island Power Authority | Holtsville 05 | K | 23694 | Holtsville | 103 | 36 | 1974-07-01 | 56.7 | 53.3 | 67.8 | 55 | 64.8 |  | JE | FO2 |  | 0.423 |  | Y | Holtsville Facility | 8007 | U00009 | 5 | 56.7 | Diesel Oil | Holtsville | 8007 | 5 | 56.7 |  | GT | KER | 40.817 | -73.0663
R1399 | Long Island Power Authority | Holtsville 05 | K | 23694 | Holtsville | 103 | 36 | 1974-07-01 | 56.7 | 53.3 | 67.8 | 55 | 64.8 |  | JE | FO2 |  | 0.423 |  | Y | Holtsville Facility | 8007 | U00010 | 5 | 56.7 | Diesel Oil | Holtsville | 8007 | 5 | 56.7 |  | GT | KER | 40.817 | -73.0663
R1400 | Long Island Power Authority | Holtsville 06 | K | 23695 | Holtsville | 103 | 36 | 1975-07-01 | 56.7 | 53 | 67.4 | 48.9 | 62.3 |  | JE | FO2 |  | 3.008 |  | Y | Holtsville Facility | 8007 | U00011 | 6 | 56.7 | Diesel Oil | Holtsville | 8007 | 6 | 56.7 |  | GT | KER | 40.817 | -73.0663
R1400 | Long Island Power Authority | Holtsville 06 | K | 23695 | Holtsville | 103 | 36 | 1975-07-01 | 56.7 | 53 | 67.4 | 48.9 | 62.3 |  | JE | FO2 |  | 3.008 |  | Y | Holtsville Facility | 8007 | U00012 | 6 | 56.7 | Diesel Oil | Holtsville | 8007 | 6 | 56.7 |  | GT | KER | 40.817 | -73.0663
R1401 | Long Island Power Authority | Holtsville 07 | K | 23696 | Holtsville | 103 | 36 | 1975-07-01 | 56.7 | 55.1 | 70.1 | 53.3 | 64.1 |  | JE | FO2 |  | 0.796 |  | Y | Holtsville Facility | 8007 | U00013 | 7 | 56.7 | Diesel Oil | Holtsville | 8007 | 7 | 56.7 |  | GT | KER | 40.817 | -73.0663
R1401 | Long Island Power Authority | Holtsville 07 | K | 23696 | Holtsville | 103 | 36 | 1975-07-01 | 56.7 | 55.1 | 70.1 | 53.3 | 64.1 |  | JE | FO2 |  | 0.796 |  | Y | Holtsville Facility | 8007 | U00014 | 7 | 56.7 | Diesel Oil | Holtsville | 8007 | 7 | 56.7 |  | GT | KER | 40.817 | -73.0663
R1402 | Long Island Power Authority | Holtsville 08 | K | 23697 | Holtsville | 103 | 36 | 1975-07-01 | 56.7 | 57.4 | 73 | 52.4 | 66.4 |  | JE | FO2 |  | 1.21 |  | Y | Holtsville Facility | 8007 | U00015 | 8 | 56.7 | Diesel Oil | Holtsville | 8007 | 8 | 56.7 |  | GT | KER | 40.817 | -73.0663
R1402 | Long Island Power Authority | Holtsville 08 | K | 23697 | Holtsville | 103 | 36 | 1975-07-01 | 56.7 | 57.4 | 73 | 52.4 | 66.4 |  | JE | FO2 |  | 1.21 |  | Y | Holtsville Facility | 8007 | U00016 | 8 | 56.7 | Diesel Oil | Holtsville | 8007 | 8 | 56.7 |  | GT | KER | 40.817 | -73.0663
R1403 | Long Island Power Authority | Holtsville 09 | K | 23698 | Holtsville | 103 | 36 | 1975-07-01 | 56.7 | 57.5 | 73.1 | 56.1 | 71.2 |  | JE | FO2 |  | 0.867 |  | Y | Holtsville Facility | 8007 | U00017 | 9 | 56.7 | Diesel Oil | Holtsville | 8007 | 9 | 56.7 |  | GT | KER | 40.817 | -73.0663
R1403 | Long Island Power Authority | Holtsville 09 | K | 23698 | Holtsville | 103 | 36 | 1975-07-01 | 56.7 | 57.5 | 73.1 | 56.1 | 71.2 |  | JE | FO2 |  | 0.867 |  | Y | Holtsville Facility | 8007 | U00018 | 9 | 56.7 | Diesel Oil | Holtsville | 8007 | 9 | 56.7 |  | GT | KER | 40.817 | -73.0663
R1404 | Long Island Power Authority | Holtsville 10 | K | 23699 | Holtsville | 103 | 36 | 1975-07-01 | 56.7 | 55.1 | 70.1 | 53.8 | 66.7 |  | JE | FO2 |  | 2.594 |  | Y | Holtsville Facility | 8007 | U00019 | 10 | 56.7 | Diesel Oil | Holtsville | 8007 | 10 | 56.7 |  | GT | KER | 40.817 | -73.0663
R1404 | Long Island Power Authority | Holtsville 10 | K | 23699 | Holtsville | 103 | 36 | 1975-07-01 | 56.7 | 55.1 | 70.1 | 53.8 | 66.7 |  | JE | FO2 |  | 2.594 |  | Y | Holtsville Facility | 8007 | U00020 | 10 | 56.7 | Diesel Oil | Holtsville | 8007 | 10 | 56.7 |  | GT | KER | 40.817 | -73.0663
R1475 | New York Power Authority | Pouch | J | 24155 | Staten Island | 085 | 36 | 2001-08-01 | 47 | 47.1 | 47.1 | 45.4 | 46 |  | GT | NG |  | 45.923 |  |  | Pouch Terminal | 8053 | PT01 | PT01 | 47 | Pipeline Natural Gas | Pouch | 8053 | N01 | 47 |  | GT | NG | 40.6182 | -74.0685
R1006 | Astoria Generating Company L.P. | Astoria 2 | J | 24149 | Queens | 081 | 36 | 1954-03-01 | 180 | 177 | 177 | 172.8 | 170.6 |  | ST | NG |  | 4.122 |  |  | Astoria Generating Station | 8906 | 20 | 2 | 200 | Pipeline Natural Gas | Astoria Generating Station | 8906 | 2 | 180 | 20 | ST | NG | 40.7877 | -73.9126
| Astoria Generating Company L.P. | Astoria 3 | J | 23516 | Queens | 081 | 36 | 1958-09-01 | 376 | 369.9 | 369.9 | 376.8 | 374.6 | YES | ST | FO6 | NG | 274.8317 |  | Y | Astoria Generating Station | 8906 | 31RH | 3 | 376.2 | Pipeline Natural Gas | Astoria Generating Station | 8906 | 3 | 376 |  | ST | NG | 40.7877 | -73.9126
R1007 | Astoria Generating Company L.P. | Astoria 3 | J | 23516 | Queens | 081 | 36 | 1958-09-01 | 376 | 369.9 | 369.9 | 376.8 | 374.6 | YES | ST | FO6 | NG | 274.8317 |  | Y | Astoria Generating Station | 8906 | 32SH | 3 | 376.2 | Pipeline Natural Gas | Astoria Generating Station | 8906 | 3 | 376 |  | ST | NG | 40.7877 | -73.9126
| Astoria Generating Company L.P. | Astoria 5 | J | 23518 | Queens | 081 | 36 | 1962-05-01 | 387 | 376.3 | 376.3 | 378.4 | 387.7 | YES | ST | FO6 | NG | 500.7052 |  | Y | Astoria Generating Station | 8906 | 51RH | ST5 | 387.2 | Pipeline Natural Gas | Astoria Generating Station | 8906 | ST5 | 387 |  | ST | NG | 40.7877 | -73.9126
R1008 | Astoria Generating Company L.P. | Astoria 5 | J | 23518 | Queens | 081 | 36 | 1962-05-01 | 387 | 376.3 | 376.3 | 378.4 | 387.7 | YES | ST | FO6 | NG | 500.7052 |  | Y | Astoria Generating Station | 8906 | 52SH | ST5 | 387.2 | Pipeline Natural Gas | Astoria Generating Station | 8906 | ST5 | 387 |  | ST | NG | 40.7877 | -73.9126
R1009 | Astoria Generating Company L.P. | Astoria GT 01 | J | 23523 | Queens | 081 | 36 | 1967-07-01 | 16 | 15.7 | 20.5 | 14 | 18.9 |  | GT | NG |  | 0.71135 |  |  | Astoria Generating Station | 8906 | CT0001 | 1 | 15 | Pipeline Natural Gas | Astoria Generating Station | 8906 | 1 | 15 |  | GT | NG
| Castleton Power, LLC | Castleton Energy Center | F | 23900 | Castleton | 083 | 36 | 1992-01-01 | 72 | 69 | 86.6 | 69.6 | 76.9 | YES | CC | NG | FO2 | 158.1116 |  | Y | Castleton Power, LLC | 10190 | 1 | GEN1 | 47 | Pipeline Natural Gas | Castleton Energy Center | 10190 | GEN1 | 47 |  | CT | NG | 42.5375 | -73.7433
R1080 | Castleton Power, LLC | Castleton Energy Center | F | 23900 | Castleton | 083 | 36 | 1992-01-01 | 72 | 69 | 86.6 | 69.6 | 76.9 | YES | CC | NG | FO2 | 158.1116 |  | Y | Castleton Power, LLC | 10190 | 1 | GEN2 | 25 | Pipeline Natural Gas | Castleton Energy Center | 10190 | GEN2 | 25 | HRSG-1 | CA | NG | 42.5375 | -73.7433
| ReEnergy Black River LLC | Fort Drum | E | 23780 | Watertown | 045 | 36 | 2013-05-30 | 55.5 | 55.6 | 55.6 | 0 | 0 |  | ST | WD | FO2 | 190.654 |  | Y | Black River Generation, LLC | 10464 | E0001 | GEN1 | 55.5 | Wood | ReEnergy Black River | 10464 | GEN1 | 55.5 | E0001 | ST | WDS | 44.0365 | -75.772
| ReEnergy Black River LLC | Fort Drum | E | 23780 | Watertown | 045 | 36 | 2013-05-30 | 55.5 | 55.6 | 55.6 | 0 | 0 |  | ST | WD | FO2 | 190.654 |  | Y | Black River Generation, LLC | 10464 | E0002 | GEN1 | 55.5 | Wood | ReEnergy Black River | 10464 | GEN1 | 55.5 | E0002 | ST | WDS | 44.0365 | -75.772
R1663 | ReEnergy Black River LLC | Fort Drum | E | 23780 | Watertown | 045 | 36 | 2013-05-30 | 55.5 | 55.6 | 55.6 | 0 | 0 |  | ST | WD | FO2 | 190.654 |  | Y | Black River Generation, LLC | 10464 | E0003 | GEN1 | 55.5 | Wood | ReEnergy Black River | 10464 | GEN1 | 55.5 | E0003 | ST | WDS | 44.0365 | -75.772
| SBF New York, LLC | Beaver Falls | E | 23983 | Beaver Falls | 049 | 36 | 1995-03-01 | 107.8 | 80.2 | 94.9 | 81.4 | 95.7 | YES | CC | NG | FO2 | 5.7143 |  | Y | Beaver Falls, LLC | 10617 | 1 | GEN1 | 65.5 | Pipeline Natural Gas | CH Resources Beaver Falls | 10617 | GEN1 | 65.5 |  | CT | NG | 43.8861 | -75.4342
R1679 | SBF New York, LLC | Beaver Falls | E | 23983 | Beaver Falls | 049 | 36 | 1995-03-01 | 107.8 | 80.2 | 94.9 | 81.4 | 95.7 | YES | CC | NG | FO2 | 5.7143 |  | Y | Beaver Falls, LLC | 10617 | 1 | GEN2 | 42.3 | Pipeline Natural Gas | CH Resources Beaver Falls | 10617 | GEN2 | 42.3 |  | CA | NG | 43.8861 | -75.4342
| Seneca Power Partners, L.P. | Allegany | B | 23514 | Hume | 003 | 36 | 1995-03-01 | 67 | 62.9 | 82.2 | 62.5 | 62 |  | CC | NG |  | 33.141 |  | Y | Allegany Station No. 133 | 10619 | 00001 | 1 | 42 | Pipeline Natural Gas | Allegany Cogen | 7784 | 1 | 42 |  | CT | NG | 42.5027 | -78.0686
R1689 | Seneca Power Partners, L.P. | Allegany | B | 23514 | Hume | 003 | 36 | 1995-03-01 | 67 | 62.9 | 82.2 | 62.5 | 62 |  | CC | NG |  | 33.141 |  | Y | Allegany Station No. 133 | 10619 | 00001 | 2 | 25 | Pipeline Natural Gas | Allegany Cogen | 7784 | 2 | 25 |  | CA | NG | 42.5027 | -78.0686
| Seneca Power Partners, L.P. | Carthage Energy | E | 23857 | Carthage | 045 | 36 | 1991-08-01 | 62.9 | 59 | 70.6 | 56.5 | 64.2 | YES | CC | NG | FO2 | 4.9009 |  | Y | Carthage Energy | 10620 | 1 | GEN1 | 41 | Pipeline Natural Gas | Carthage Energy LLC | 10620 | GEN1 | 40.9 |  | CT | NG | 43.9842 | -75.6225
R1691 | Seneca Power Partners, L.P. | Carthage Energy | E | 23857 | Carthage | 045 | 36 | 1991-08-01 | 62.9 | 59 | 70.6 | 56.5 | 64.2 | YES | CC | NG | FO2 | 4.9009 |  | Y | Carthage Energy | 10620 | 1 | GEN2 | 22 | Pipeline Natural Gas | Carthage Energy LLC | 10620 | GEN2 | 22 |  | CA | NG | 43.9842 | -75.6225
| SBF New York, LLC | Syracuse | C | 23985 | Syracuse | 067 | 36 | 1993-09-01 | 102.7 | 86.8 | 107.3 | 83.3 | 97.1 | YES | CC | NG | FO2 | 20.5675 |  | Y | Syracuse, LLC | 10621 | 1 | GEN1 | 65.5 | Pipeline Natural Gas | CH Resources Syracuse | 10621 | GEN1 | 65.5 |  | CT | NG | 43.0664 | -76.2144
R1680 | SBF New York, LLC | Syracuse | C | 23985 | Syracuse | 067 | 36 | 1993-09-01 | 102.7 | 86.8 | 107.3 | 83.3 | 97.1 | YES | CC | NG | FO2 | 20.5675 |  | Y | Syracuse, LLC | 10621 | 1 | GEN2 | 37.2 | Pipeline Natural Gas | CH Resources Syracuse | 10621 | GEN2 | 37.2 |  | CA | NG | 43.0664 | -76.2144
| Selkirk Cogen Partners, L.P. | Selkirk-I | F | 23801 | Selkirk | 001 | 36 | 1992-03-01 | 107.2 | 82.1 | 107.2 | 78.1 | 104.3 | YES | CC | NG | FO2 | 28.666 |  | Y | Selkirk Cogen Partners | 10725 | CTG101 | GEN1 | 95.2 | Pipeline Natural Gas | Selkirk Cogen | 10725 | GEN1 | 95.2 |  | CT | NG | 42.5744 | -73.8592
R1681 | Selkirk Cogen Partners, L.P. | Selkirk-I | F | 23801 | Selkirk | 001 | 36 | 1992-03-01 | 107.2 | 82.1 | 107.2 | 78.1 | 104.3 | YES | CC | NG | FO2 | 28.666 |  | Y | Selkirk Cogen Partners | 10725 | CTG101 | GEN2 | 12 | Pipeline Natural Gas | Selkirk Cogen | 10725 | GEN2 | 12 |  | CA | NG | 42.5744 | -73.8592
| Selkirk Cogen Partners, L.P. | Selkirk-II | F | 23799 | Selkirk | 001 | 36 | 1994-09-01 | 338.8 | 291.3 | 380.5 | 282.1 | 325.9 | YES | CC | NG | FO2 | 200.4382 |  | Y | Selkirk Cogen Partners | 10725 | CTG201 | GEN3 | 95.2 | Pipeline Natural Gas | Selkirk Cogen | 10725 | GEN3 | 95.2 |  | CT | NG | 42.5744 | -73.8592
| Selkirk Cogen Partners, L.P. | Selkirk-II | F | 23799 | Selkirk | 001 | 36 | 1994-09-01 | 338.8 | 291.3 | 380.5 | 282.1 | 325.9 | YES | CC | NG | FO2 | 200.4382 |  | Y | Selkirk Cogen Partners | 10725 | CTG201 | GEN5 | 148.4 | Pipeline Natural Gas | Selkirk Cogen | 10725 | GEN5 | 148.4 |  | CA | NG | 42.5744 | -73.8592
| Selkirk Cogen Partners, L.P. | Selkirk-II | F | 23799 | Selkirk | 001 | 36 | 1994-09-01 | 338.8 | 291.3 | 380.5 | 282.1 | 325.9 | YES | CC | NG | FO2 | 200.4382 |  | Y | Selkirk Cogen Partners | 10725 | CTG301 | GEN4 | 95.5 | Pipeline Natural Gas | Selkirk Cogen | 10725 | GEN4 | 95.2 |  | CT | NG | 42.5744 | -73.8592
R1682 | Selkirk Cogen Partners, L.P. | Selkirk-II | F | 23799 | Selkirk | 001 | 36 | 1994-09-01 | 338.8 | 291.3 | 380.5 | 282.1 | 325.9 | YES | CC | NG | FO2 | 200.4382 |  | Y | Selkirk Cogen Partners | 10725 | CTG301 | GEN5 | 148.4 | Pipeline Natural Gas | Selkirk Cogen | 10725 | GEN5 | 148.4 |  | CA | NG | 42.5744 | -73.8592
| East Coast Power, LLC | Linden Cogen | J | 23786 | Linden NJ | 039 | 34 | 1992-05-01 | 800 | 790.8 | 924.9 | 796.7 | 826.4 | YES | CC | NG | BUT | 3967.9671 | NJ | Y | Linden Cogeneration Facility | 50006 | 004001 | GTG6 | 172 | Pipeline Natural Gas | Linden Cogen Plant | 50006 | GTG6 | 212.5 |  | CT | NG | 40.6322 | -74.2156
| East Coast Power, LLC | Linden Cogen | J | 23786 | Linden NJ | 039 | 34 | 1992-05-01 | 800 | 790.8 | 924.9 | 796.7 | 826.4 | YES | CC | NG | BUT | 3967.9671 | NJ | Y | Linden Cogeneration Facility | 50006 | 004001 | STG1 | 95.2 | Pipeline Natural Gas | Linden Cogen Plant | 50006 | STG1 | 95.2 |  | CA | NG | 40.6322 | -74.2156
| East Coast Power, LLC | Linden Cogen | J | 23786 | Linden NJ | 039 | 34 | 1992-05-01 | 800 | 790.8 | 924.9 | 796.7 | 826.4 | YES | CC | NG | BUT | 3967.9671 | NJ | Y | Linden Cogeneration Facility | 50006 | 004001 | STG2 | 95.2 | Pipeline Natural Gas | Linden Cogen Plant | 50006 | STG2 | 95.2 |  | CA | NG | 40.6322 | -74.2156
| East Coast Power, LLC | Linden Cogen | J | 23786 | Linden NJ | 039 | 34 | 1992-05-01 | 800 | 790.8 | 924.9 | 796.7 | 826.4 | YES | CC | NG | BUT | 3967.9671 | NJ | Y | Linden Cogeneration Facility | 50006 | 004001 | STG3 | 95.2 | Pipeline Natural Gas | Linden Cogen Plant | 50006 | STG3 | 95.2 |  | CA | NG | 40.6322 | -74.2156
| East Coast Power, LLC | Linden Cogen | J | 23786 | Linden NJ | 039 | 34 | 1992-05-01 | 800 | 790.8 | 924.9 | 796.7 | 826.4 | YES | CC | NG | BUT | 3967.9671 | NJ | Y | Linden Cogeneration Facility | 50006 | 005001 | GTG1 | 88 | Pipeline Natural Gas | Linden Cogen Plant | 50006 | GTG1 | 95.2 |  | CT | NG | 40.6322 | -74.2156
| East Coast Power, LLC | Linden Cogen | J | 23786 | Linden NJ | 039 | 34 | 1992-05-01 | 800 | 790.8 | 924.9 | 796.7 | 826.4 | YES | CC | NG | BUT | 3967.9671 | NJ | Y | Linden Cogeneration Facility | 50006 | 005001 | STG1 | 95.2 | Pipeline Natural Gas | Linden Cogen Plant | 50006 | STG1 | 95.2 |  | CA | NG | 40.6322 | -74.2156
| East Coast Power, LLC | Linden Cogen | J | 23786 | Linden NJ | 039 | 34 | 1992-05-01 | 800 | 790.8 | 924.9 | 796.7 | 826.4 | YES | CC | NG | BUT | 3967.9671 | NJ | Y | Linden Cogeneration Facility | 50006 | 005001 | STG2 | 95.2 | Pipeline Natural Gas | Linden Cogen Plant | 50006 | STG2 | 95.2 |  | CA | NG | 40.6322 | -74.2156
| East Coast Power, LLC | Linden Cogen | J | 23786 | Linden NJ | 039 | 34 | 1992-05-01 | 800 | 790.8 | 924.9 | 796.7 | 826.4 | YES | CC | NG | BUT | 3967.9671 | NJ | Y | Linden Cogeneration Facility | 50006 | 005001 | STG3 | 95.2 | Pipeline Natural Gas | Linden Cogen Plant | 50006 | STG3 | 95.2 |  | CA | NG | 40.6322 | -74.2156
| East Coast Power, LLC | Linden Cogen | J | 23786 | Linden NJ | 039 | 34 | 1992-05-01 | 800 | 790.8 | 924.9 | 796.7 | 826.4 | YES | CC | NG | BUT | 3967.9671 | NJ | Y | Linden Cogeneration Facility | 50006 | 006001 | GTG2 | 88 | Pipeline Natural Gas | Linden Cogen Plant | 50006 | GTG2 | 95.2 |  | CT | NG | 40.6322 | -74.2156
| East Coast Power, LLC | Linden Cogen | J | 23786 | Linden NJ | 039 | 34 | 1992-05-01 | 800 | 790.8 | 924.9 | 796.7 | 826.4 | YES | CC | NG | BUT | 3967.9671 | NJ | Y | Linden Cogeneration Facility | 50006 | 006001 | STG1 | 95.2 | Pipeline Natural Gas | Linden Cogen Plant | 50006 | STG1 | 95.2 |  | CA | NG | 40.6322 | -74.2156
| East Coast Power, LLC | Linden Cogen | J | 23786 | Linden NJ | 039 | 34 | 1992-05-01 | 800 | 790.8 | 924.9 | 796.7 | 826.4 | YES | CC | NG | BUT | 3967.9671 | NJ | Y | Linden Cogeneration Facility | 50006 | 006001 | STG2 | 95.2 | Pipeline Natural Gas | Linden Cogen Plant | 50006 | STG2 | 95.2 |  | CA | NG | 40.6322 | -74.2156
| East Coast Power, LLC | Linden Cogen | J | 23786 | Linden NJ | 039 | 34 | 1992-05-01 | 800 | 790.8 | 924.9 | 796.7 | 826.4 | YES | CC | NG | BUT | 3967.9671 | NJ | Y | Linden Cogeneration Facility | 50006 | 006001 | STG3 | 95.2 | Pipeline Natural Gas | Linden Cogen Plant | 50006 | STG3 | 95.2 |  | CA | NG | 40.6322 | -74.2156
| East Coast Power, LLC | Linden Cogen | J | 23786 | Linden NJ | 039 | 34 | 1992-05-01 | 800 | 790.8 | 924.9 | 796.7 | 826.4 | YES | CC | NG | BUT | 3967.9671 | NJ | Y | Linden Cogeneration Facility | 50006 | 007001 | GTG3 | 88 | Pipeline Natural Gas | Linden Cogen Plant | 50006 | GTG3 | 95.2 |  | CT | NG | 40.6322 | -74.2156
| East Coast Power, LLC | Linden Cogen | J | 23786 | Linden NJ | 039 | 34 | 1992-05-01 | 800 | 790.8 | 924.9 | 796.7 | 826.4 | YES | CC | NG | BUT | 3967.9671 | NJ | Y | Linden Cogeneration Facility | 50006 | 007001 | STG1 | 95.2 | Pipeline Natural Gas | Linden Cogen Plant | 50006 | STG1 | 95.2 |  | CA | NG | 40.6322 | -74.2156
| East Coast Power, LLC | Linden Cogen | J | 23786 | Linden NJ | 039 | 34 | 1992-05-01 | 800 | 790.8 | 924.9 | 796.7 | 826.4 | YES | CC | NG | BUT | 3967.9671 | NJ | Y | Linden Cogeneration Facility | 50006 | 007001 | STG2 | 95.2 | Pipeline Natural Gas | Linden Cogen Plant | 50006 | STG2 | 95.2 |  | CA | NG | 40.6322 | -74.2156
| East Coast Power, LLC | Linden Cogen | J | 23786 | Linden NJ | 039 | 34 | 1992-05-01 | 800 | 790.8 | 924.9 | 796.7 | 826.4 | YES | CC | NG | BUT | 3967.9671 | NJ | Y | Linden Cogeneration Facility | 50006 | 007001 | STG3 | 95.2 | Pipeline Natural Gas | Linden Cogen Plant | 50006 | STG3 | 95.2 |  | CA | NG | 40.6322 | -74.2156
| East Coast Power, LLC | Linden Cogen | J | 23786 | Linden NJ | 039 | 34 | 1992-05-01 | 800 | 790.8 | 924.9 | 796.7 | 826.4 | YES | CC | NG | BUT | 3967.9671 | NJ | Y | Linden Cogeneration Facility | 50006 | 008001 | GTG4 | 88 | Pipeline Natural Gas | Linden Cogen Plant | 50006 | GTG4 | 95.2 |  | CT | NG | 40.6322 | -74.2156
| East Coast Power, LLC | Linden Cogen | J | 23786 | Linden NJ | 039 | 34 | 1992-05-01 | 800 | 790.8 | 924.9 | 796.7 | 826.4 | YES | CC | NG | BUT | 3967.9671 | NJ | Y | Linden Cogeneration Facility | 50006 | 008001 | STG1 | 95.2 | Pipeline Natural Gas | Linden Cogen Plant | 50006 | STG1 | 95.2 |  | CA | NG | 40.6322 | -74.2156
| East Coast Power, LLC | Linden Cogen | J | 23786 | Linden NJ | 039 | 34 | 1992-05-01 | 800 | 790.8 | 924.9 | 796.7 | 826.4 | YES | CC | NG | BUT | 3967.9671 | NJ | Y | Linden Cogeneration Facility | 50006 | 008001 | STG2 | 95.2 | Pipeline Natural Gas | Linden Cogen Plant | 50006 | STG2 | 95.2 |  | CA | NG | 40.6322 | -74.2156
| East Coast Power, LLC | Linden Cogen | J | 23786 | Linden NJ | 039 | 34 | 1992-05-01 | 800 | 790.8 | 924.9 | 796.7 | 826.4 | YES | CC | NG | BUT | 3967.9671 | NJ | Y | Linden Cogeneration Facility | 50006 | 008001 | STG3 | 95.2 | Pipeline Natural Gas | Linden Cogen Plant | 50006 | STG3 | 95.2 |  | CA | NG | 40.6322 | -74.2156
| East Coast Power, LLC | Linden Cogen | J | 23786 | Linden NJ | 039 | 34 | 1992-05-01 | 800 | 790.8 | 924.9 | 796.7 | 826.4 | YES | CC | NG | BUT | 3967.9671 | NJ | Y | Linden Cogeneration Facility | 50006 | 009001 | GTG5 | 88 | Pipeline Natural Gas | Linden Cogen Plant | 50006 | GTG5 | 95.2 |  | CT | NG | 40.6322 | -74.2156
| East Coast Power, LLC | Linden Cogen | J | 23786 | Linden NJ | 039 | 34 | 1992-05-01 | 800 | 790.8 | 924.9 | 796.7 | 826.4 | YES | CC | NG | BUT | 3967.9671 | NJ | Y | Linden Cogeneration Facility | 50006 | 009001 | STG1 | 95.2 | Pipeline Natural Gas | Linden Cogen Plant | 50006 | STG1 | 95.2 |  | CA | NG | 40.6322 | -74.2156
| East Coast Power, LLC | Linden Cogen | J | 23786 | Linden NJ | 039 | 34 | 1992-05-01 | 800 | 790.8 | 924.9 | 796.7 | 826.4 | YES | CC | NG | BUT | 3967.9671 | NJ | Y | Linden Cogeneration Facility | 50006 | 009001 | STG2 | 95.2 | Pipeline Natural Gas | Linden Cogen Plant | 50006 | STG2 | 95.2 |  | CA | NG | 40.6322 | -74.2156
R1133 | East Coast Power, LLC | Linden Cogen | J | 23786 | Linden NJ | 039 | 34 | 1992-05-01 | 800 | 790.8 | 924.9 | 796.7 | 826.4 | YES | CC | NG | BUT | 3967.9671 | NJ | Y | Linden Cogeneration Facility | 50006 | 009001 | STG3 | 95.2 | Pipeline Natural Gas | Linden Cogen Plant | 50006 | STG3 | 95.2 |  | CA | NG | 40.6322 | -74.2156
| Calpine Energy Services LP | Bethpage | K | 23823 | Hicksville | 059 | 36 | 1989-09-01 | 83.6 | 54.9 | 55.1 | 51.9 | 60.2 |  | CC | NG |  | 291.864 |  | Y | Bethpage Energy Center | 50292 | GT1 | GEN1 | 33.7 | Pipeline Natural Gas | Bethpage Power Plant | 50292 | GEN1 | 33.7 |  | CT | NG | 40.7469 | -73.4994
R1072 | Calpine Energy Services LP | Bethpage | K | 23823 | Hicksville | 059 | 36 | 1989-09-01 | 83.6 | 54.9 | 55.1 | 51.9 | 60.2 |  | CC | NG |  | 291.864 |  | Y | Bethpage Energy Center | 50292 | GT1 | GEN3 | 16.2 | Pipeline Natural Gas | Bethpage Power Plant | 50292 | GEN3 | 16.2 | HRSG1 | CA | NG | 40.7469 | -73.4994
| Calpine Energy Services LP | Bethpage | K | 23823 | Hicksville | 059 | 36 | 1989-09-01 | 83.6 | 54.9 | 55.1 | 51.9 | 60.2 |  | CC | NG |  | 291.864 |  | Y | Bethpage Energy Center | 50292 | GT2 | GEN2 | 33.7 | Pipeline Natural Gas | Bethpage Power Plant | 50292 | GEN2 | 33.7 |  | CT | NG | 40.7469 | -73.4994
| Calpine Energy Services LP | Bethpage | K | 23823 | Hicksville | 059 | 36 | 1989-09-01 | 83.6 | 54.9 | 55.1 | 51.9 | 60.2 |  | CC | NG |  | 291.864 |  | Y | Bethpage Energy Center | 50292 | GT2 | GEN3 | 16.2 | Pipeline Natural Gas | Bethpage Power Plant | 50292 | GEN3 | 16.2 | HRSG2 | CA | NG | 40.7469 | -73.4994
| Long Island Power Authority | Bethpage 3 | K | 323564 | Hicksville | 059 | 36 | 2005-05-01 | 96 | 79.9 | 91.4 | 77.9 | 77.1 |  | CC | NG |  | 169.123 |  | Y | Bethpage Energy Center | 50292 | GT4 | GEN6 | 60 | Pipeline Natural Gas | Bethpage Power Plant | 50292 | GEN6 | 60 |  | CT | NG | 40.7469 | -73.4994
R1380 | Long Island Power Authority | Bethpage 3 | K | 323564 | Hicksville | 059 | 36 | 2005-05-01 | 96 | 79.9 | 91.4 | 77.9 | 77.1 |  | CC | NG |  | 169.123 |  | Y | Bethpage Energy Center | 50292 | GT4 | GEN7 | 36 | Pipeline Natural Gas | Bethpage Power Plant | 50292 | GEN7 | 36 |  | CA | NG | 40.7469 | -73.4994
R1073 | Calpine Energy Services LP | Bethpage GT4 | K | 323586 | Hicksville | 059 | 36 | 2002-07-01 | 60 | 48.2 | 51.2 | 44.4 | 47.7 |  | GT | NG |  | 144.609 |  |  | Bethpage Energy Center | 50292 | GT3 | GEN5 | 60 | Pipeline Natural Gas | Bethpage Power Plant | 50292 | GEN5 | 60 |  | GT | NG | 40.7469 | -73.4994
| Indeck Energy Services of Silver Springs | Indeck-Silver Springs | C | 23768 | Silver Springs | 121 | 36 | 1991-04-01 | 56.6 | 51.5 | 66.1 | 49.1 | 62.5 | YES | CC | NG | FO2 | 54.5746 |  | Y | Indeck-Silver Springs Energy Center | 50449 | 1 | GEN1 | 39.4 | Pipeline Natural Gas | Indeck Silver Springs Energy Center | 50449 | GEN1 | 39.4 |  | CT | NG | 42.6544 | -78.0772
R1348 | Indeck Energy Services of Silver Springs | Indeck-Silver Springs | C | 23768 | Silver Springs | 121 | 36 | 1991-04-01 | 56.6 | 51.5 | 66.1 | 49.1 | 62.5 | YES | CC | NG | FO2 | 54.5746 |  | Y | Indeck-Silver Springs Energy Center | 50449 | 1 | GEN2 | 17.3 | Pipeline Natural Gas | Indeck Silver Springs Energy Center | 50449 | GEN2 | 17.2 | HRSG1 | CA | NG | 42.6544 | -78.0772
| Indeck-Oswego LP | Indeck-Oswego | C | 23783 | Oswego | 075 | 36 | 1990-05-01 | 57.4 | 51.6 | 66.7 | 48.9 | 61.4 | YES | CC | NG | FO2 | 55.8175 |  | Y | Indeck-Oswego Energy Center | 50450 | 1 | GEN1 | 41.3 | Pipeline Natural Gas | Indeck Oswego Energy Center | 50450 | GEN1 | 41.2 |  | CT | NG | 43.4717 | -76.4935
R1351 | Indeck-Oswego LP | Indeck-Oswego | C | 23783 | Oswego | 075 | 36 | 1990-05-01 | 57.4 | 51.6 | 66.7 | 48.9 | 61.4 | YES | CC | NG | FO2 | 55.8175 |  | Y | Indeck-Oswego Energy Center | 50450 | 1 | GEN2 | 16.3 | Pipeline Natural Gas | Indeck Oswego Energy Center | 50450 | GEN2 | 16.2 | HRSG1 | CA | NG | 43.4717 | -76.4935
| Indeck-Yerkes LP | Indeck-Yerkes | A | 23781 | Tonawanda | 029 | 36 | 1990-02-01 | 59.9 | 49.7 | 60.5 | 47.7 | 56.7 | YES | CC | NG | FO2 | 48.7513 |  | Y | Indeck-Yerkes Energy Center | 50451 | 1 | GEN1 | 40.7 | Pipeline Natural Gas | Indeck Yerkes Energy Center | 50451 | GEN1 | 40.6 |  | CT | NG | 42.9671 | -78.9182
R1352 | Indeck-Yerkes LP | Indeck-Yerkes | A | 23781 | Tonawanda | 029 | 36 | 1990-02-01 | 59.9 | 49.7 | 60.5 | 47.7 | 56.7 | YES | CC | NG | FO2 | 48.7513 |  | Y | Indeck-Yerkes Energy Center | 50451 | 1 | GEN2 | 19.4 | Pipeline Natural Gas | Indeck Yerkes Energy Center | 50451 | GEN2 | 19.3 | HRSG1 | CA | NG | 42.9671 | -78.9182
| Indeck-Corinth LP | Indeck-Corinth | F | 23802 | Corinth | 091 | 36 | 1995-07-01 | 147 | 131.2 | 134 | 130.6 | 134.7 | YES | CC | NG | FO2 | 665.264 |  | Y | Indeck-Corinth Energy Center | 50458 | 1 | GEN1 | 92 | Pipeline Natural Gas | Indeck Corinth Energy Center | 50458 | GEN1 | 92 |  | CT | NG | 43.25 | -73.8125
R1349 | Indeck-Corinth LP | Indeck-Corinth | F | 23802 | Corinth | 091 | 36 | 1995-07-01 | 147 | 131.2 | 134 | 130.6 | 134.7 | YES | CC | NG | FO2 | 665.264 |  | Y | Indeck-Corinth Energy Center | 50458 | 1 | GEN2 | 55 | Pipeline Natural Gas | Indeck Corinth Energy Center | 50458 | GEN2 | 55 | HRSG1 | CA | NG | 43.25 | -73.8125
| Covanta Niagara, LP | American Ref-Fuel 1 | A | 24010 | Niagara | 063 | 36 | 1993-05-01 | 25 | 19.6 | 19.6 | 15.85 | 15.2 |  | ST | REF |  | 216.048 | ( G ) | Y | Covanta Niagara | 50472 | R1B01 | GEN1 | 25 | Natural Gas | Covanta Niagara I, LLC | 50472 | GEN1 | 25 | BLR1 | ST | MSW | 43.0839 | -79.0056
R1120 | Covanta Niagara, LP | American Ref-Fuel 1 | A | 24010 | Niagara | 063 | 36 | 1993-05-01 | 25 | 19.6 | 19.6 | 15.85 | 15.2 |  | ST | REF |  | 216.048 | ( G ) | Y | Covanta Niagara | 50472 | R1B01 | GEN2 | 25 | Natural Gas | Covanta Niagara I, LLC | 50472 | GEN2 | 25 | BLR1 | ST | MSW | 43.0839 | -79.0056
| Covanta Niagara, LP | American Ref-Fuel 2 | A | 24010 | Niagara | 063 | 36 | 1993-05-01 | 25 | 19.6 | 19.6 | 15.85 | 15.2 |  | ST | REF |  |  |  | Y | Covanta Niagara | 50472 | R1B02 | GEN1 | 25 | Pipeline Natural Gas | Covanta Niagara I, LLC | 50472 | GEN1 | 25 | BLR2 | ST | MSW | 43.0839 | -79.0056
R1121 | Covanta Niagara, LP | American Ref-Fuel 2 | A | 24010 | Niagara | 063 | 36 | 1993-05-01 | 25 | 19.6 | 19.6 | 15.85 | 15.2 |  | ST | REF |  |  |  | Y | Covanta Niagara | 50472 | R1B02 | GEN2 | 25 | Pipeline Natural Gas | Covanta Niagara I, LLC | 50472 | GEN2 | 25 | BLR2 | ST | MSW | 43.0839 | -79.0056
| Seneca Power Partners, L.P. | Sterling | E | 23777 | Sherrill | 065 | 36 | 1991-06-01 | 65.3 | 57.4 | 72.1 | 50.4 | 63.4 |  | CC | NG |  | 12.9431 |  | Y | Sterling Power Plant | 50744 | 00001 | GEN1 | 47.7 | Pipeline Natural Gas | Sterling Power Plant | 50744 | GEN1 | 47.7 |  | CT | NG | 43.0803 | -75.601
R1694 | Seneca Power Partners, L.P. | Sterling | E | 23777 | Sherrill | 065 | 36 | 1991-06-01 | 65.3 | 57.4 | 72.1 | 50.4 | 63.4 |  | CC | NG |  | 12.9431 |  | Y | Sterling Power Plant | 50744 | 00001 | GEN2 | 16.5 | Pipeline Natural Gas | Sterling Power Plant | 50744 | GEN2 | 16.5 |  | CA | NG | 43.0803 | -75.601
| Carr Street Generating Station LP | Carr St.-E. Syr | C | 24060 | Dewitt | 067 | 36 | 1993-08-01 | 122.6 | 89 | 116.8 | 92.7 | 106.1 | YES | CC | NG | FO2 | 85.9993 |  | Y | Carr Street Generating Station | 50978 | A | GEN1 | 48.8 | Pipeline Natural Gas | Carr Street Generating Station | 50978 | GEN1 | 48.8 |  | CT | NG | 43.0613 | -76.0824
| Carr Street Generating Station LP | Carr St.-E. Syr | C | 24060 | Dewitt | 067 | 36 | 1993-08-01 | 122.6 | 89 | 116.8 | 92.7 | 106.1 | YES | CC | NG | FO2 | 85.9993 |  | Y | Carr Street Generating Station | 50978 | A | GEN3 | 27.8 | Pipeline Natural Gas | Carr Street Generating Station | 50978 | GEN3 | 25 |  | CA | NG | 43.0613 | -76.0824
| Carr Street Generating Station LP | Carr St.-E. Syr | C | 24060 | Dewitt | 067 | 36 | 1993-08-01 | 122.6 | 89 | 116.8 | 92.7 | 106.1 | YES | CC | NG | FO2 | 85.9993 |  | Y | Carr Street Generating Station | 50978 | B | GEN2 | 48.8 | Pipeline Natural Gas | Carr Street Generating Station | 50978 | GEN2 | 48.8 |  | CT | NG | 43.0613 | -76.0824
R1079 | Carr Street Generating Station LP | Carr St.-E. Syr | C | 24060 | Dewitt | 067 | 36 | 1993-08-01 | 122.6 | 89 | 116.8 | 92.7 | 106.1 | YES | CC | NG | FO2 | 85.9993 |  | Y | Carr Street Generating Station | 50978 | B | GEN3 | 27.8 | Pipeline Natural Gas | Carr Street Generating Station | 50978 | GEN3 | 25 |  | CA | NG | 43.0613 | -76.0824
| ENGIE Energy Marketing NA, Inc. | Nassau Energy Corp. | K | 323695 | Garden City | 059 | 36 | 1991-03-01 | 55 | 51.6 | 60.1 | 48.2 | 57.4 | YES | CC | NG | FO2 | 334.213 |  | Y | Nassau Energy Corporation | 52056 | 00004 | GT1 | 44 | Pipeline Natural Gas | Nassau Energy Corp | 52056 | GT1 | 43 |  | CT | NG | 40.7264 | -73.5892
R1138 | ENGIE Energy Marketing NA, Inc. | Nassau Energy Corp. | K | 323695 | Garden City | 059 | 36 | 1991-03-01 | 55 | 51.6 | 60.1 | 48.2 | 57.4 | YES | CC | NG | FO2 | 334.213 |  | Y | Nassau Energy Corporation | 52056 | 00004 | ST1 | 12 | Pipeline Natural Gas | Nassau Energy Corp | 52056 | ST1 | 12 | 4 | CA | NG | 40.7264 | -73.5892
| Consolidated Edison Energy, Inc. | Rensselaer | F | 23796 | Rensselaer | 083 | 36 | 1993-12-01 | 96.9 | 79 | 79 | 77 | 82.7 | YES | CC | NG | FO2 | 6.1413 |  | Y | Rensselaer Cogen | 54034 | 1GTDBS | GEN1 | 58 | Pipeline Natural Gas | Rensselaer Cogen | 54034 | GEN1 | 49.2 |  | CT | NG | 42.6253 | -73.75
R1115 | Consolidated Edison Energy, Inc. | Rensselaer | F | 23796 | Rensselaer | 083 | 36 | 1993-12-01 | 96.9 | 79 | 79 | 77 | 82.7 | YES | CC | NG | FO2 | 6.1413 |  | Y | Rensselaer Cogen | 54034 | 1GTDBS | GEN2 | 45.9 | Pipeline Natural Gas | Rensselaer Cogen | 54034 | GEN2 | 39 |  | CA | NG | 42.6253 | -73.75
| Emera Energy Services, Inc | Lockport | A | 23791 | Lockport | 063 | 36 | 1992-07-01 | 221.3 | 225.2 | 261.7 | 208 | 232.1 | YES | CC | NG | FO2 | 147.6018 |  | Y | Lockport | 54041 | 011854 | GEN1 | 51 | Pipeline Natural Gas | Lockport Energy Associates LP | 54041 | GEN1 | 48.7 |  | CT | NG | 43.1619 | -78.745
| Emera Energy Services, Inc | Lockport | A | 23791 | Lockport | 063 | 36 | 1992-07-01 | 221.3 | 225.2 | 261.7 | 208 | 232.1 | YES | CC | NG | FO2 | 147.6018 |  | Y | Lockport | 54041 | 011854 | GEN4 | 75.3 | Pipeline Natural Gas | Lockport Energy Associates LP | 54041 | GEN4 | 75.2 |  | CA | NG | 43.1619 | -78.745
| Emera Energy Services, Inc | Lockport | A | 23791 | Lockport | 063 | 36 | 1992-07-01 | 221.3 | 225.2 | 261.7 | 208 | 232.1 | YES | CC | NG | FO2 | 147.6018 |  | Y | Lockport | 54041 | 011855 | GEN2 | 51 | Pipeline Natural Gas | Lockport Energy Associates LP | 54041 | GEN2 | 48.7 |  | CT | NG | 43.1619 | -78.745
| Emera Energy Services, Inc | Lockport | A | 23791 | Lockport | 063 | 36 | 1992-07-01 | 221.3 | 225.2 | 261.7 | 208 | 232.1 | YES | CC | NG | FO2 | 147.6018 |  | Y | Lockport | 54041 | 011855 | GEN4 | 75.3 | Pipeline Natural Gas | Lockport Energy Associates LP | 54041 | GEN4 | 75.2 |  | CA | NG | 43.1619 | -78.745
| Emera Energy Services, Inc | Lockport | A | 23791 | Lockport | 063 | 36 | 1992-07-01 | 221.3 | 225.2 | 261.7 | 208 | 232.1 | YES | CC | NG | FO2 | 147.6018 |  | Y | Lockport | 54041 | 011856 | GEN3 | 51 | Pipeline Natural Gas | Lockport Energy Associates LP | 54041 | GEN3 | 48.7 |  | CT | NG | 43.1619 | -78.745
R1134 | Emera Energy Services, Inc | Lockport | A | 23791 | Lockport | 063 | 36 | 1992-07-01 | 221.3 | 225.2 | 261.7 | 208 | 232.1 | YES | CC | NG | FO2 | 147.6018 |  | Y | Lockport | 54041 | 011856 | GEN4 | 75.3 | Pipeline Natural Gas | Lockport Energy Associates LP | 54041 | GEN4 | 75.2 |  | CA | NG | 43.1619 | -78.745
| Indeck-Olean LP | Indeck-Olean | A | 23982 | Olean | 009 | 36 | 1993-12-01 | 90.6 | 79.4 | 88.5 | 78.7 | 87.8 | YES | CC | NG | FO2 | 83.1057 |  | Y | Indeck-Olean Energy Center | 54076 | 1 | GEN1 | 46 | Pipeline Natural Gas | Indeck Olean Energy Center | 54076 | GEN1 | 46 |  | CT | NG | 42.0859 | -78.4543
R1350 | Indeck-Olean LP | Indeck-Olean | A | 23982 | Olean | 009 | 36 | 1993-12-01 | 90.6 | 79.4 | 88.5 | 78.7 | 87.8 | YES | CC | NG | FO2 | 83.1057 |  | Y | Indeck-Olean Energy Center | 54076 | 1 | GEN2 | 44.7 | Pipeline Natural Gas | Indeck Olean Energy Center | 54076 | GEN2 | 44.6 | HRSG1 | CA | NG | 42.0859 | -78.4543
| Calpine Energy Services LP | KIAC_JFK_GT1 | J | 23816 | Jamaica | 081 | 36 | 1995-02-01 | 60.6 | 58.7 | 58.7 | 59.1 | 61 | YES | CC | NG | FO2 | 578.8973 | ( G ) | Y | KIAC Cogeneration | 54114 | GT1 | GEN1 | 47.1 | Pipeline Natural Gas | Kennedy International Airport Cogen | 54114 | GEN1 | 47.1 |  | CT | NG | 40.6417 | -73.7778
R1074 | Calpine Energy Services LP | KIAC_JFK_GT1 | J | 23816 | Jamaica | 081 | 36 | 1995-02-01 | 60.6 | 58.7 | 58.7 | 59.1 | 61 | YES | CC | NG | FO2 | 578.8973 | ( G ) | Y | KIAC Cogeneration | 54114 | GT1 | GEN3 | 27 | Pipeline Natural Gas | Kennedy International Airport Cogen | 54114 | GEN3 | 27 | HRSG1 | CA | NG | 40.6417 | -73.7778
| Calpine Energy Services LP | KIAC_JFK_GT2 | J | 23817 | Jamaica | 081 | 36 | 1995-02-01 | 60.6 | 58.3 | 58.3 | 59 | 57.4 | YES | CC | NG | FO2 |  |  | Y | KIAC Cogeneration | 54114 | GT2 | GEN2 | 47.1 | Pipeline Natural Gas | Kennedy International Airport Cogen | 54114 | GEN2 | 47.1 |  | CT | NG | 40.6417 | -73.7778
R1075 | Calpine Energy Services LP | KIAC_JFK_GT2 | J | 23817 | Jamaica | 081 | 36 | 1995-02-01 | 60.6 | 58.3 | 58.3 | 59 | 57.4 | YES | CC | NG | FO2 |  |  | Y | KIAC Cogeneration | 54114 | GT2 | GEN3 | 27 | Pipeline Natural Gas | Kennedy International Airport Cogen | 54114 | GEN3 | 27 | HRSG2 | CA | NG | 40.6417 | -73.7778
R1112 | Consolidated Edison Energy, Inc. | Fortistar - N.Tonawanda | A | 24026 | N Tonawanda | 029 | 36 | 1993-06-01 | 68.5 | 59 | 75 | 59.1 | 69.2 | YES | CC | NG | FO2 | 11.1659 |  | Y | Fortistar North Tonawanda Inc | 54131 | NTCT1 | GEN1 | 38.3 | Pipeline Natural Gas | Fortistar North Tonawanda | 54131 | GEN1 | 48.7 |  | CT | NG | 43.0483 | -78.8539
R1112 | Consolidated Edison Energy, Inc. | Fortistar - N.Tonawanda | A | 24026 | N Tonawanda | 029 | 36 | 1993-06-01 | 68.5 | 59 | 75 | 59.1 | 69.2 | YES | CC | NG | FO2 | 11.1659 |  | Y | Fortistar North Tonawanda Inc | 54131 | NTCT1 | GEN2 | 17 | Pipeline Natural Gas | Fortistar North Tonawanda | 54131 | GEN2 | 17 |  | CA | NG | 43.0483 | -78.8539
R1076 | Calpine Energy Services LP | Stony Brook | K | 24151 | Stony Brook | 103 | 36 | 1995-04-01 | 47 | 9.6 | 9.6 | 0 | 0 | YES | GT | NG | FO2 | 85.9916 | ( 2 ) ( E ) |  | Nissequogue Energy Center | 54149 | 1 | GEN1 | 42 | Pipeline Natural Gas | Stony Brook Cogen Plant | 54149 | GEN1 | 47 |  | GT | NG | 40.9168 | -73.1291
R1126 | Dynegy Marketing and Trade, LLC | Independence | C | 23970 | Scriba | 075 | 36 | 1994-11-01 | 1254 | 956.4 | 1130.9 | 1002 | 1212 |  | CC | NG |  | 4298.002 |  | Y | Independence | 54547 | 1 | 1 | 169.2 | Pipeline Natural Gas | Sithe Independence Station | 54547 | 1 | 169.2 |  | CT | NG | 43.495 | -76.4511
| Dynegy Marketing and Trade, LLC | Independence | C | 23970 | Scriba | 075 | 36 | 1994-11-01 | 1254 | 956.4 | 1130.9 | 1002 | 1212 |  | CC | NG |  | 4298.002 |  | Y | Independence | 54547 | 1 | 5 | 204.5 | Pipeline Natural Gas | Sithe Independence Station | 54547 | 5 | 204.5 | HRSG 1 | CA | NG | 43.495 | -76.4511
| Dynegy Marketing and Trade, LLC | Independence | C | 23970 | Scriba | 075 | 36 | 1994-11-01 | 1254 | 956.4 | 1130.9 | 1002 | 1212 |  | CC | NG |  | 4298.002 |  | Y | Independence | 54547 | 2 | 2 | 169.2 | Pipeline Natural Gas | Sithe Independence Station | 54547 | 2 | 169.2 |  | CT | NG | 43.495 | -76.4511
| Dynegy Marketing and Trade, LLC | Independence | C | 23970 | Scriba | 075 | 36 | 1994-11-01 | 1254 | 956.4 | 1130.9 | 1002 | 1212 |  | CC | NG |  | 4298.002 |  | Y | Independence | 54547 | 2 | 5 | 204.5 | Pipeline Natural Gas | Sithe Independence Station | 54547 | 5 | 204.5 | HRSG 2 | CA | NG | 43.495 | -76.4511
| Dynegy Marketing and Trade, LLC | Independence | C | 23970 | Scriba | 075 | 36 | 1994-11-01 | 1254 | 956.4 | 1130.9 | 1002 | 1212 |  | CC | NG |  | 4298.002 |  | Y | Independence | 54547 | 3 | 3 | 169.2 | Pipeline Natural Gas | Sithe Independence Station | 54547 | 3 | 169.2 |  | CT | NG | 43.495 | -76.4511
| Dynegy Marketing and Trade, LLC | Independence | C | 23970 | Scriba | 075 | 36 | 1994-11-01 | 1254 | 956.4 | 1130.9 | 1002 | 1212 |  | CC | NG |  | 4298.002 |  | Y | Independence | 54547 | 3 | 6 | 204.5 | Pipeline Natural Gas | Sithe Independence Station | 54547 | 6 | 204.5 | HRSG 3 | CA | NG | 43.495 | -76.4511
| Dynegy Marketing and Trade, LLC | Independence | C | 23970 | Scriba | 075 | 36 | 1994-11-01 | 1254 | 956.4 | 1130.9 | 1002 | 1212 |  | CC | NG |  | 4298.002 |  | Y | Independence | 54547 | 4 | 4 | 169.2 | Pipeline Natural Gas | Sithe Independence Station | 54547 | 4 | 169.5 |  | CT | NG | 43.495 | -76.4511
| Dynegy Marketing and Trade, LLC | Independence | C | 23970 | Scriba | 075 | 36 | 1994-11-01 | 1254 | 956.4 | 1130.9 | 1002 | 1212 |  | CC | NG |  | 4298.002 |  | Y | Independence | 54547 | 4 | 6 | 204.5 | Pipeline Natural Gas | Sithe Independence Station | 54547 | 6 | 204.5 | HRSG 4 | CA | NG | 43.495 | -76.4511
| TransAlta Energy Marketing (U.S.) Inc. | Saranac Energy | D | 23793 | Plattsburgh | 019 | 36 | 1994-06-01 | 285.6 | 253.7 | 298.4 | 246.1 | 271.3 |  | CC | NG |  | 61.02 |  | Y | Saranac Power Partners, LP | 54574 | 00001 | GEN1 | 95.2 | Pipeline Natural Gas | Saranac Facility | 54574 | GEN1 | 95.2 |  | CT | NG | 44.7132 | -73.4557
| TransAlta Energy Marketing (U.S.) Inc. | Saranac Energy | D | 23793 | Plattsburgh | 019 | 36 | 1994-06-01 | 285.6 | 253.7 | 298.4 | 246.1 | 271.3 |  | CC | NG |  | 61.02 |  | Y | Saranac Power Partners, LP | 54574 | 00001 | GEN3 | 95.2 | Pipeline Natural Gas | Saranac Facility | 54574 | GEN3 | 95.2 | HRSG1 | CA | NG | 44.7132 | -73.4557
| TransAlta Energy Marketing (U.S.) Inc. | Saranac Energy | D | 23793 | Plattsburgh | 019 | 36 | 1994-06-01 | 285.6 | 253.7 | 298.4 | 246.1 | 271.3 |  | CC | NG |  | 61.02 |  | Y | Saranac Power Partners, LP | 54574 | 00002 | GEN2 | 95.2 | Pipeline Natural Gas | Saranac Facility | 54574 | GEN2 | 95.2 |  | CT | NG | 44.7132 | -73.4557
R1699 | TransAlta Energy Marketing (U.S.) Inc. | Saranac Energy | D | 23793 | Plattsburgh | 019 | 36 | 1994-06-01 | 285.6 | 253.7 | 298.4 | 246.1 | 271.3 |  | CC | NG |  | 61.02 |  | Y | Saranac Power Partners, LP | 54574 | 00002 | GEN3 | 95.2 | Pipeline Natural Gas | Saranac Facility | 54574 | GEN3 | 95.2 | HRSG2 | CA | NG | 44.7132 | -73.4557
| Consolidated Edison Energy, Inc. | Massena | D | 23902 | Massena | 089 | 36 | 1992-07-01 | 102.1 | 82.2 | 107.9 | 81.1 | 92.3 | YES | CC | NG | FO2 | 4.978 |  | Y | Massena Energy Facility | 54592 | 001 | GEN1 | 66.6 | Pipeline Natural Gas | Massena Energy Facility | 54592 | GEN1 | 66.5 |  | CT | NG | 44.9503 | -74.8928
R1113 | Consolidated Edison Energy, Inc. | Massena | D | 23902 | Massena | 089 | 36 | 1992-07-01 | 102.1 | 82.2 | 107.9 | 81.1 | 92.3 | YES | CC | NG | FO2 | 4.978 |  | Y | Massena Energy Facility | 54592 | 001 | GEN2 | 35.3 | Pipeline Natural Gas | Massena Energy Facility | 54592 | GEN2 | 35.6 | HRSG1 | CA | NG | 44.9503 | -74.8928
| Seneca Power Partners, L.P. | Batavia | B | 24024 | Batavia | 037 | 36 | 1992-06-01 | 67.3 | 57.1 | 71.7 | 48.8 | 59.6 |  | CC | NG |  | 20.2012 |  | Y | Batavia Energy | 54593 | 1 | GEN1 | 47.7 | Pipeline Natural Gas | Batavia Power Plant | 54593 | GEN1 | 47.7 |  | CT | NG | 42.9828 | -78.1592
R1690 | Seneca Power Partners, L.P. | Batavia | B | 24024 | Batavia | 037 | 36 | 1992-06-01 | 67.3 | 57.1 | 71.7 | 48.8 | 59.6 |  | CC | NG |  | 20.2012 |  | Y | Batavia Energy | 54593 | 1 | GEN2 | 18.6 | Pipeline Natural Gas | Batavia Power Plant | 54593 | GEN2 | 18.5 |  | CA | NG | 42.9828 | -78.1592
R1103 | Consolidated Edison Co. of NY, Inc. | Brooklyn Navy Yard | J | 23515 | Brooklyn | 047 | 36 | 1996-11-01 | 322 | 266.9 | 348.6 | 266.3 | 311.8 | YES | CC | NG | FO2 | 1904.128 |  | Y | Brooklyn Navy Yard Cogeneration | 54914 | 1 | 01 | 128 | Pipeline Natural Gas | Brooklyn Navy Yard Cogeneration | 54914 | 01 | 121 |  | CT | NG | 40.6994 | -73.9764
| Consolidated Edison Co. of NY, Inc. | Brooklyn Navy Yard | J | 23515 | Brooklyn | 047 | 36 | 1996-11-01 | 322 | 266.9 | 348.6 | 266.3 | 311.8 | YES | CC | NG | FO2 | 1904.128 |  | Y | Brooklyn Navy Yard Cogeneration | 54914 | 1 | 03 | 40.3 | Pipeline Natural Gas | Brooklyn Navy Yard Cogeneration | 54914 | 03 | 40 | HRSG1 | CA | NG | 40.6994 | -73.9764
| Consolidated Edison Co. of NY, Inc. | Brooklyn Navy Yard | J | 23515 | Brooklyn | 047 | 36 | 1996-11-01 | 322 | 266.9 | 348.6 | 266.3 | 311.8 | YES | CC | NG | FO2 | 1904.128 |  | Y | Brooklyn Navy Yard Cogeneration | 54914 | 2 | 02 | 128 | Pipeline Natural Gas | Brooklyn Navy Yard Cogeneration | 54914 | 02 | 121 |  | CT | NG | 40.6994 | -73.9764
| Consolidated Edison Co. of NY, Inc. | Brooklyn Navy Yard | J | 23515 | Brooklyn | 047 | 36 | 1996-11-01 | 322 | 266.9 | 348.6 | 266.3 | 311.8 | YES | CC | NG | FO2 | 1904.128 |  | Y | Brooklyn Navy Yard Cogeneration | 54914 | 2 | 04 | 40.3 | Pipeline Natural Gas | Brooklyn Navy Yard Cogeneration | 54914 | 04 | 40 | HRSG2 | CA | NG | 40.6994 | -73.9764
R1640 | NRG Power Marketing LLC | Astoria GT 2-1 | J | 24094 | Queens | 081 | 36 | 1970-06-01 | 46.5 | 41.2 | 50.7 | 35.8 | 44.6 | YES | JE | KER | NG | 3.244 |  | Y | Astoria Gas Turbine Power | 55243 | CT2-1A | 2-1 | 40 | Pipeline Natural Gas | Astoria Gas Turbines | 55243 | 2-1 | 41.9 |  | GT | NG | 40.787 | -73.9048
R1640 | NRG Power Marketing LLC | Astoria GT 2-1 | J | 24094 | Queens | 081 | 36 | 1970-06-01 | 46.5 | 41.2 | 50.7 | 35.8 | 44.6 | YES | JE | KER | NG | 3.244 |  | Y | Astoria Gas Turbine Power | 55243 | CT2-1B | 2-1 | 40 | Pipeline Natural Gas | Astoria Gas Turbines | 55243 | 2-1 | 41.9 |  | GT | NG | 40.787 | -73.9048
R1641 | NRG Power Marketing LLC | Astoria GT 2-2 | J | 24095 | Queens | 081 | 36 | 1970-06-01 | 46.5 | 42.4 | 52.2 | 34.1 | 44.6 | YES | JE | KER | NG | 1.881 |  | Y | Astoria Gas Turbine Power | 55243 | CT2-2A | 2-2 | 40 | Pipeline Natural Gas | Astoria Gas Turbines | 55243 | 2-2 | 41.9 |  | GT | NG | 40.787 | -73.9048
| NRG Power Marketing LLC | Astoria GT 2-2 | J | 24095 | Queens | 081 | 36 | 1970-06-01 | 46.5 | 42.4 | 52.2 | 34.1 | 44.6 | YES | JE | KER | NG | 1.881 |  | Y | Astoria Gas Turbine Power | 55243 | CT2-2B | 2-2 | 40 | Pipeline Natural Gas | Astoria Gas Turbines | 55243 | 2-2 | 41.9 |  | GT | NG | 40.787 | -73.9048
R1642 | NRG Power Marketing LLC | Astoria GT 2-3 | J | 24096 | Queens | 081 | 36 | 1970-06-01 | 46.5 | 41.2 | 50.7 | 35.5 | 45.8 | YES | JE | KER | NG | 2.989 |  | Y | Astoria Gas Turbine Power | 55243 | CT2-3A | 2-3 | 40 | Pipeline Natural Gas | Astoria Gas Turbines | 55243 | 2-3 | 41.9 |  | GT | NG | 40.787 | -73.9048
| NRG Power Marketing LLC | Astoria GT 2-3 | J | 24096 | Queens | 081 | 36 | 1970-06-01 | 46.5 | 41.2 | 50.7 | 35.5 | 45.8 | YES | JE | KER | NG | 2.989 |  | Y | Astoria Gas Turbine Power | 55243 | CT2-3B | 2-3 | 40 | Pipeline Natural Gas | Astoria Gas Turbines | 55243 | 2-3 | 41.9 |  | GT | NG | 40.787 | -73.9048
R1643 | NRG Power Marketing LLC | Astoria GT 2-4 | J | 24097 | Queens | 081 | 36 | 1970-06-01 | 46.5 | 41 | 50.5 | 35.2 | 45.5 | YES | JE | KER | NG | 2.271 |  | Y | Astoria Gas Turbine Power | 55243 | CT2-4A | 2-4 | 40 | Pipeline Natural Gas | Astoria Gas Turbines | 55243 | 2-4 | 41.9 |  | GT | NG | 40.787 | -73.9048
| NRG Power Marketing LLC | Astoria GT 2-4 | J | 24097 | Queens | 081 | 36 | 1970-06-01 | 46.5 | 41 | 50.5 | 35.2 | 45.5 | YES | JE | KER | NG | 2.271 |  | Y | Astoria Gas Turbine Power | 55243 | CT2-4B | 2-4 | 40 | Pipeline Natural Gas | Astoria Gas Turbines | 55243 | 2-4 | 41.9 |  | GT | NG | 40.787 | -73.9048
R1644 | NRG Power Marketing LLC | Astoria GT 3-1 | J | 24098 | Queens | 081 | 36 | 1970-06-01 | 46.5 | 41.2 | 50.7 | 33.2 | 43.3 | YES | JE | KER | NG | 1.92 |  | Y | Astoria Gas Turbine Power | 55243 | CT3-1A | 3-1 | 40 | Pipeline Natural Gas | Astoria Gas Turbines | 55243 | 3-1 | 41.9 |  | GT | NG | 40.787 | -73.9048
| NRG Power Marketing LLC | Astoria GT 3-1 | J | 24098 | Queens | 081 | 36 | 1970-06-01 | 46.5 | 41.2 | 50.7 | 33.2 | 43.3 | YES | JE | KER | NG | 1.92 |  | Y | Astoria Gas Turbine Power | 55243 | CT3-1B | 3-1 | 40 | Pipeline Natural Gas | Astoria Gas Turbines | 55243 | 3-1 | 41.9 |  | GT | NG | 40.787 | -73.9048
R1645 | NRG Power Marketing LLC | Astoria GT 3-2 | J | 24099 | Queens | 081 | 36 | 1970-06-01 | 46.5 | 43.5 | 53.5 | 34.8 | 44.3 | YES | JE | KER | NG | 2.849 |  | Y | Astoria Gas Turbine Power | 55243 | CT3-2A | 3-2 | 40 | Pipeline Natural Gas | Astoria Gas Turbines | 55243 | 3-2 | 41.9 |  | GT | NG | 40.787 | -73.9048
| NRG Power Marketing LLC | Astoria GT 3-2 | J | 24099 | Queens | 081 | 36 | 1970-06-01 | 46.5 | 43.5 | 53.5 | 34.8 | 44.3 | YES | JE | KER | NG | 2.849 |  | Y | Astoria Gas Turbine Power | 55243 | CT3-2B | 3-2 | 40 | Pipeline Natural Gas | Astoria Gas Turbines | 55243 | 3-2 | 41.9 |  | GT | NG | 40.787 | -73.9048
R1646 | NRG Power Marketing LLC | Astoria GT 3-3 | J | 24100 | Queens | 081 | 36 | 1970-06-01 | 46.5 | 43 | 52.9 | 34.5 | 44.3 | YES | JE | KER | NG | 2.238 |  | Y | Astoria Gas Turbine Power | 55243 | CT3-3A | 3-3 | 40 | Pipeline Natural Gas | Astoria Gas Turbines | 55243 | 3-3 | 41.9 |  | GT | NG | 40.787 | -73.9048
| NRG Power Marketing LLC | Astoria GT 3-3 | J | 24100 | Queens | 081 | 36 | 1970-06-01 | 46.5 | 43 | 52.9 | 34.5 | 44.3 | YES | JE | KER | NG | 2.238 |  | Y | Astoria Gas Turbine Power | 55243 | CT3-3B | 3-3 | 40 | Pipeline Natural Gas | Astoria Gas Turbines | 55243 | 3-3 | 41.9 |  | GT | NG | 40.787 | -73.9048
R1647 | NRG Power Marketing LLC | Astoria GT 3-4 | J | 24101 | Queens | 081 | 36 | 1970-06-01 | 46.5 | 43 | 52.9 | 36 | 45.1 | YES | JE | KER | NG | 3.488 |  | Y | Astoria Gas Turbine Power | 55243 | CT3-4A | 3-4 | 40 | Pipeline Natural Gas | Astoria Gas Turbines | 55243 | 3-4 | 41.9 |  | GT | NG | 40.787 | -73.9048
| NRG Power Marketing LLC | Astoria GT 3-4 | J | 24101 | Queens | 081 | 36 | 1970-06-01 | 46.5 | 43 | 52.9 | 36 | 45.1 | YES | JE | KER | NG | 3.488 |  | Y | Astoria Gas Turbine Power | 55243 | CT3-4B | 3-4 | 40 | Pipeline Natural Gas | Astoria Gas Turbines | 55243 | 3-4 | 41.9 |  | GT | NG | 40.787 | -73.9048
R1648 | NRG Power Marketing LLC | Astoria GT 4-1 | J | 24102 | Queens | 081 | 36 | 1970-07-01 | 46.5 | 42.6 | 52.4 | 34.7 | 45.6 | YES | JE | KER | NG | 1.582 |  | Y | Astoria Gas Turbine Power | 55243 | CT4-1A | 4-1 | 40 | Pipeline Natural Gas | Astoria Gas Turbines | 55243 | 4-1 | 41.9 |  | GT | NG | 40.787 | -73.9048
| NRG Power Marketing LLC | Astoria GT 4-1 | J | 24102 | Queens | 081 | 36 | 1970-07-01 | 46.5 | 42.6 | 52.4 | 34.7 | 45.6 | YES | JE | KER | NG | 1.582 |  | Y | Astoria Gas Turbine Power | 55243 | CT4-1B | 4-1 | 40 | Pipeline Natural Gas | Astoria Gas Turbines | 55243 | 4-1 | 41.9 |  | GT | NG | 40.787 | -73.9048
R1649 | NRG Power Marketing LLC | Astoria GT 4-2 | J | 24103 | Queens | 081 | 36 | 1970-07-01 | 46.5 | 41.4 | 51 | 33.9 | 44.8 | YES | JE | KER | NG | 1.786 |  | Y | Astoria Gas Turbine Power | 55243 | CT4-2A | 4-2 | 40 | Pipeline Natural Gas | Astoria Gas Turbines | 55243 | 4-2 | 41.9 |  | GT | NG | 40.787 | -73.9048
| NRG Power Marketing LLC | Astoria GT 4-2 | J | 24103 | Queens | 081 | 36 | 1970-07-01 | 46.5 | 41.4 | 51 | 33.9 | 44.8 | YES | JE | KER | NG | 1.786 |  | Y | Astoria Gas Turbine Power | 55243 | CT4-2B | 4-2 | 40 | Pipeline Natural Gas | Astoria Gas Turbines | 55243 | 4-2 | 41.9 |  | GT | NG | 40.787 | -73.9048
R1650 | NRG Power Marketing LLC | Astoria GT 4-3 | J | 24104 | Queens | 081 | 36 | 1970-07-01 | 46.5 | 41.1 | 50.6 | 34.6 | 44.9 | YES | JE | KER | NG | 3.715 |  | Y | Astoria Gas Turbine Power | 55243 | CT4-3A | 4-3 | 40 | Pipeline Natural Gas | Astoria Gas Turbines | 55243 | 4-3 | 41.9 |  | GT | NG | 40.787 | -73.9048
| NRG Power Marketing LLC | Astoria GT 4-3 | J | 24104 | Queens | 081 | 36 | 1970-07-01 | 46.5 | 41.1 | 50.6 | 34.6 | 44.9 | YES | JE | KER | NG | 3.715 |  | Y | Astoria Gas Turbine Power | 55243 | CT4-3B | 4-3 | 40 | Pipeline Natural Gas | Astoria Gas Turbines | 55243 | 4-3 | 41.9 |  | GT | NG | 40.787 | -73.9048
R1651 | NRG Power Marketing LLC | Astoria GT 4-4 | J | 24105 | Queens | 081 | 36 | 1970-07-01 | 46.5 | 42.8 | 52.7 | 33 | 45.1 | YES | JE | KER | NG | 1.497 |  | Y | Astoria Gas Turbine Power | 55243 | CT4-4A | 4-4 | 40 | Pipeline Natural Gas | Astoria Gas Turbines | 55243 | 4-4 | 41.9 |  | GT | NG | 40.787 | -73.9048
| NRG Power Marketing LLC | Astoria GT 4-4 | J | 24105 | Queens | 081 | 36 | 1970-07-01 | 46.5 | 42.8 | 52.7 | 33 | 45.1 | YES | JE | KER | NG | 1.497 |  | Y | Astoria Gas Turbine Power | 55243 | CT4-4B | 4-4 | 40 | Pipeline Natural Gas | Astoria Gas Turbines | 55243 | 4-4 | 41.9 |  | GT | NG | 40.787 | -73.9048
| Astoria Energy, LLC | Astoria East Energy - CC1 | J | 323581 | Queens | 081 | 36 | 2006-04-01 | 320 | 292.6 | 355.3 | 290.9 | 328.4 | YES | CC | NG | FO2 | 3251.76 | ( G ) | Y | Astoria Energy | 55375 | CT1 | CT1 | 170 | Pipeline Natural Gas | Astoria Energy | 55375 | CT1 | 170 |  | CT | NG | 40.7825 | -73.8964
R1004 | Astoria Energy, LLC | Astoria East Energy - CC1 | J | 323581 | Queens | 081 | 36 | 2006-04-01 | 320 | 292.6 | 355.3 | 290.9 | 328.4 | YES | CC | NG | FO2 | 3251.76 | ( G ) | Y | Astoria Energy | 55375 | CT1 | ST1 | 180 | Pipeline Natural Gas | Astoria Energy | 55375 | ST1 | 255 | HRSG1 | CA | NG | 40.7825 | -73.8964
| Astoria Energy, LLC | Astoria East Energy - CC2 | J | 323582 | Queens | 081 | 36 | 2006-04-01 | 320 | 292.6 | 355.3 | 290.9 | 328.4 | YES | CC | NG | FO2 |  |  | Y | Astoria Energy | 55375 | CT2 | CT2 | 170 | Pipeline Natural Gas | Astoria Energy | 55375 | CT2 | 170 |  | CT | NG | 40.7825 | -73.8964
R1005 | Astoria Energy, LLC | Astoria East Energy - CC2 | J | 323582 | Queens | 081 | 36 | 2006-04-01 | 320 | 292.6 | 355.3 | 290.9 | 328.4 | YES | CC | NG | FO2 |  |  | Y | Astoria Energy | 55375 | CT2 | ST1 | 180 | Pipeline Natural Gas | Astoria Energy | 55375 | ST1 | 255 | HRSG2 | CA | NG | 40.7825 | -73.8964
| Astoria Energy II, LLC | Astoria Energy 2 - CC3 | J | 323677 | Queens | 081 | 36 | 2011-07-01 | 330 | 288 | 376.3 | 286 | 329.4 | YES | CC | NG | FO2 | 2568.84 | ( G ) | Y | Astoria Energy | 55375 | CT3 | CT3 | 170 | Pipeline Natural Gas | Astoria Energy II | 57664 | CT3 | 200 |  | CT | NG | 40.7813 | -73.8966
R1002 | Astoria Energy II, LLC | Astoria Energy 2 - CC3 | J | 323677 | Queens | 081 | 36 | 2011-07-01 | 330 | 288 | 376.3 | 286 | 329.4 | YES | CC | NG | FO2 | 2568.84 | ( G ) | Y | Astoria Energy | 55375 | CT3 | ST2 | 180 | Pipeline Natural Gas | Astoria Energy II | 57664 | ST2 | 250 | HRSG3 | CA | NG | 40.7813 | -73.8966
| Astoria Energy II, LLC | Astoria Energy 2 - CC4 | J | 323678 | Queens | 081 | 36 | 2011-07-01 | 330 | 288 | 376.3 | 286 | 329.4 | YES | CC | NG | FO2 |  |  | Y | Astoria Energy | 55375 | CT4 | CT4 | 170 | Pipeline Natural Gas | Astoria Energy II | 57664 | CT4 | 200 |  | CT | NG | 40.7813 | -73.8966
R1003 | Astoria Energy II, LLC | Astoria Energy 2 - CC4 | J | 323678 | Queens | 081 | 36 | 2011-07-01 | 330 | 288 | 376.3 | 286 | 329.4 | YES | CC | NG | FO2 |  |  | Y | Astoria Energy | 55375 | CT4 | ST2 | 180 | Pipeline Natural Gas | Astoria Energy II | 57664 | ST2 | 250 | HRSG4 | CA | NG | 40.7813 | -73.8966
R1442 | New Athens Generating Company, LLC | Athens 1 | F | 23668 | Athens | 039 | 36 | 2004-05-01 | 441 | 316.6 | 399.9 | 333.5 | 401.8 | YES | CC | NG | FO2 | 1697.8407 |  | Y | Athens Generating Company | 55405 | 1 | CT1 | 300 | Pipeline Natural Gas | Athens Generating Plant | 55405 | CT1 | 270.3 |  | CT | NG | 42.2728 | -73.8492
| New Athens Generating Company, LLC | Athens 1 | F | 23668 | Athens | 039 | 36 | 2004-05-01 | 441 | 316.6 | 399.9 | 333.5 | 401.8 | YES | CC | NG | FO2 | 1697.8407 |  | Y | Athens Generating Company | 55405 | 1 | ST1 | 141 | Pipeline Natural Gas | Athens Generating Plant | 55405 | ST1 | 136.9 | HRSG01 | CA | NG | 42.2728 | -73.8492
R1443 | New Athens Generating Company, LLC | Athens 2 | F | 23670 | Athens | 039 | 36 | 2004-05-01 | 441 | 315.6 | 398.6 | 329.5 | 406.9 | YES | CC | NG | FO2 | 1045.5593 |  | Y | Athens Generating Company | 55405 | 2 | CT2 | 300 | Pipeline Natural Gas | Athens Generating Plant | 55405 | CT2 | 270.3 |  | CT | NG | 42.2728 | -73.8492
| New Athens Generating Company, LLC | Athens 2 | F | 23670 | Athens | 039 | 36 | 2004-05-01 | 441 | 315.6 | 398.6 | 329.5 | 406.9 | YES | CC | NG | FO2 | 1045.5593 |  | Y | Athens Generating Company | 55405 | 2 | ST2 | 141 | Pipeline Natural Gas | Athens Generating Plant | 55405 | ST2 | 136.9 | HRSG02 | CA | NG | 42.2728 | -73.8492
R1444 | New Athens Generating Company, LLC | Athens 3 | F | 23677 | Athens | 039 | 36 | 2004-05-01 | 441 | 312.8 | 395.1 | 331.1 | 394.1 | YES | CC | NG | FO2 | 1147.4236 |  | Y | Athens Generating Company | 55405 | 3 | CT3 | 300 | Pipeline Natural Gas | Athens Generating Plant | 55405 | CT3 | 270.3 |  | CT | NG | 42.2728 | -73.8492
| New Athens Generating Company, LLC | Athens 3 | F | 23677 | Athens | 039 | 36 | 2004-05-01 | 441 | 312.8 | 395.1 | 331.1 | 394.1 | YES | CC | NG | FO2 | 1147.4236 |  | Y | Athens Generating Company | 55405 | 3 | ST3 | 141 | Pipeline Natural Gas | Athens Generating Plant | 55405 | ST3 | 136.9 | HRSG03 | CA | NG | 42.2728 | -73.8492
R1066 | Binghamton BOP, LLC | Binghamton | C | 23790 | Binghamton | 007 | 36 | 2001-03-01 | 47.7 | 43.8 | 57.2 | 0 | 0 | YES | CC | NG | KER | 3.8051 | ( 1 ) ( R ) |  | Binghamton Cogen Plant | 55600 | 1 | 1 | 47 | Pipeline Natural Gas | Binghamton Cogen | 55600 | 1 | 47.7 |  | GT | NG | 42.1072 | -75.9278
R1386 | Long Island Power Authority | Far Rockaway GT1 | K | 24212 | Far Rockaway | 081 | 36 | 2002-07-01 | 60.5 | 53.5 | 73.1 | 53.5 | 58.4 |  | JE | NG |  | 99.5747 |  |  | Bayswater Peaking Facility | 55699 | 1 | 1 | 60.5 | Pipeline Natural Gas | Bayswater Peaking Facility LLC | 55699 | 1 | 60.5 |  | GT | NG | 40.6107 | -73.7622
R1387 | Long Island Power Authority | Far Rockaway GT2 | K | 23815 | Jamaica Bay | 081 | 36 | 2003-07-02 | 60.5 | 55.4 | 75.7 | 54.5 | 54.3 |  | JE | KER |  | 7.3583 |  |  | Bayswater Peaking Facility | 55699 | 2 | 2 | 60.5 | Diesel Oil
R1415 | Long Island Power Authority | Pilgrim GT1 | K | 24216 | Brentwood | 103 | 36 | 2002-08-01 | 50 | 45.6 | 45.6 | 45.3 | 46.4 |  | GT | NG |  | 37.3226 |  |  | Edgewood Energy | 55786 | CT01 | CT01 | 50 | Pipeline Natural Gas | Edgewood Energy LLC | 55786 | CT01 | 50 |  | GT | NG | 40.7861 | -73.2931
R1416 | Long Island Power Authority | Pilgrim GT2 | K | 24217 | Brentwood | 103 | 36 | 2002-08-01 | 50 | 46.2 | 46.2 | 45.1 | 46.7 |  | GT | NG |  | 34.8258 |  |  | Edgewood Energy | 55786 | CT02 | CT02 | 50 | Pipeline Natural Gas | Edgewood Energy LLC | 55786 | CT02 | 50 |  | GT | NG | 40.7861 | -73.2931
R1426 | Long Island Power Authority | Shoreham GT3 | K | 24213 | Shoreham | 103 | 36 | 2002-08-01 | 50 | 45.4 | 45.4 | 45.8 | 46.2 |  | GT | FO2 |  | 2.4531 |  |  | Shoreham Energy | 55787 | CT01 | CT01 | 50 | Diesel Oil | Shoreham Energy LLC | 55787 | CT01 | 50 |  | GT | DFO | 40.9571 | -72.8659
R1427 | Long Island Power Authority | Shoreham GT4 | K | 24214 | Shoreham | 103 | 36 | 2002-08-01 | 50 | 43.9 | 43.9 | 45.2 | 46 |  | GT | FO2 |  | 2.0427 |  |  | Shoreham Energy | 55787 | CT02 | CT02 | 50 | Diesel Oil | Shoreham Energy LLC | 55787 | CT02 | 50 |  | GT | DFO | 40.9571 | -72.8659
R1393 | Long Island Power Authority | Greenport GT1 | K | 23814 | Greenport | 103 | 36 | 2003-07-02 | 54 | 51.9 | 52.4 | 53.5 | 55.3 |  | JE | FO2 |  | 8.8024 |  |  | Hawkeye Energy Greenport, LLC | 55969 | U-01 | U-01 | 54 | Diesel Oil | Hawkeye Energy Greenport LLC | 55969 | U-01 | 54 |  | GT | KER | 41.106 | -72.3762
R1365 | Tenaska Power Services Co. | Freeport CT 1 | K | 23764 | Freeport | 059 | 36 | 2004-06-01 | 60 | 48.3 | 51.3 | 46.2 | 46.4 | YES | GT | NG | FO2 | 85.6943 |  |  | Equus Power I | 56032 | 0001 | 1 | 60 | Pipeline Natural Gas | Equus Freeport Power | 56032 | 0001 | 60 |  | GT | NG | 40.6439 | -73.5683
| Long Island Power Authority | Pinelawn Power 1 | K | 323563 | Babylon | 103 | 36 | 2005-06-01 | 82 | 78 | 78 | 75.7 | 78.2 | YES | CC | NG | KER | 126.0536 |  | Y | Pinelawn Power | 56188 | 00001 | CTG | 50 | Pipeline Natural Gas | Pinelawn Power LLC | 56188 | CTG | 50 |  | CT | NG | 40.7366 | -73.3884
R1417 | Long Island Power Authority | Pinelawn Power 1 | K | 323563 | Babylon | 103 | 36 | 2005-06-01 | 82 | 78 | 78 | 75.7 | 78.2 | YES | CC | NG | KER | 126.0536 |  | Y | Pinelawn Power | 56188 | 00001 | STG | 32 | Pipeline Natural Gas | Pinelawn Power LLC | 56188 | STG | 32 | 001 | CA | NG | 40.7366 | -73.3884
| New York Power Authority | Astoria CC 1 | J | 323568 | Queens | 081 | 36 | 2006-01-01 | 288 | 246.2 | 270.2 | 234.2 | 260 | YES | CC | NG | FO2 | 2242.2893 | ( G ) | Y | Poletti 500 MW CC | 56196 | CTG7A | CA01 | 188 | Pipeline Natural Gas | 500MW CC | 56196 | CA01 | 188 | 7A | CA | NG | 40.7889 | -73.9069
R1447 | New York Power Authority | Astoria CC 1 | J | 323568 | Queens | 081 | 36 | 2006-01-01 | 288 | 246.2 | 270.2 | 234.2 | 260 | YES | CC | NG | FO2 | 2242.2893 | ( G ) | Y | Poletti 500 MW CC | 56196 | CTG7A | CT01 | 170 | Pipeline Natural Gas | 500MW CC | 56196 | CT01 | 170 |  | CT | NG | 40.7889 | -73.9069
| New York Power Authority | Astoria CC 2 | J | 323569 | Queens | 081 | 36 | 2006-01-01 | 288 | 246.2 | 270.2 | 234.2 | 260 | YES | CC | NG | FO2 |  |  | Y | Poletti 500 MW CC | 56196 | CTG7B | CA01 | 188 | Pipeline Natural Gas | 500MW CC | 56196 | CA01 | 188 | 7B | CA | NG | 40.7889 | -73.9069
R1448 | New York Power Authority | Astoria CC 2 | J | 323569 | Queens | 081 | 36 | 2006-01-01 | 288 | 246.2 | 270.2 | 234.2 | 260 | YES | CC | NG | FO2 |  |  | Y | Poletti 500 MW CC | 56196 | CTG7B | CT02 | 170 | Pipeline Natural Gas | 500MW CC | 56196 | CT02 | 170 |  | CT | NG | 40.7889 | -73.9069
| Long Island Power Authority | Caithness_CC_1 | K | 323624 | Brookhaven | 103 | 36 | 2009-08-01 | 375 | 315.6 | 389.8 | 315.6 | 367.2 | YES | CC | NG | FO2 | 2415.1582 |  | Y | Caithness Long Island Energy Center | 56234 | 0001 | CT01 | 196.2 | Pipeline Natural Gas | Caithness Long Island Energy Center | 56234 | CT01 | 196.2 |  | CT | NG | 40.8142 | -72.9403
R1381 | Long Island Power Authority | Caithness_CC_1 | K | 323624 | Brookhaven | 103 | 36 | 2009-08-01 | 375 | 315.6 | 389.8 | 315.6 | 367.2 | YES | CC | NG | FO2 | 2415.1582 |  | Y | Caithness Long Island Energy Center | 56234 | 0001 | ST01 | 152.7 | Pipeline Natural Gas | Caithness Long Island Energy Center | 56234 | ST01 | 152.7 | HRSG01 | CA | NG | 40.8142 | -72.9403
R1136 | Empire Generating Co, LLC | EMPIRE_CC_1 | F | 323656 | Rensselaer | 083 | 36 | 2010-09-02 | 335 | 294.2 | 360.2 | 298.6 | 335.1 | YES | CC | NG | FO2 | 1214.946 |  | Y | Empire Generating Co, LLC | 56259 | CT-1 | CT11 | 179 | Pipeline Natural Gas | Empire Generating Co LLC | 56259 | CT11 | 179 |  | CT | NG | 42.6252 | -73.75
R1136 | Empire Generating Co, LLC | EMPIRE_CC_1 | F | 323656 | Rensselaer | 083 | 36 | 2010-09-02 | 335 | 294.2 | 360.2 | 298.6 | 335.1 | YES | CC | NG | FO2 | 1214.946 |  | Y | Empire Generating Co, LLC | 56259 | CT-1 | ST13 | 295.7 | Pipeline Natural Gas | Empire Generating Co LLC | 56259 | ST13 | 295.7 |  | CA | NG | 42.6252 | -73.75
R1137 | Empire Generating Co, LLC | EMPIRE_CC_2 | F | 323658 | Rensselaer | 083 | 36 | 2010-09-02 | 335 | 298.2 | 365.1 | 298.6 | 335.8 | YES | CC | NG | FO2 | 1142.365 |  | Y | Empire Generating Co, LLC | 56259 | CT-2 | CT12 | 179 | Pipeline Natural Gas | Empire Generating Co LLC | 56259 | CT12 | 179 |  | CT | NG | 42.6252 | -73.75
R1137 | Empire Generating Co, LLC | EMPIRE_CC_2 | F | 323658 | Rensselaer | 083 | 36 | 2010-09-02 | 335 | 298.2 | 365.1 | 298.6 | 335.8 | YES | CC | NG | FO2 | 1142.365 |  | Y | Empire Generating Co, LLC | 56259 | CT-2 | ST13 | 295.7 | Pipeline Natural Gas | Empire Generating Co LLC | 56259 | ST13 | 295.7 |  | CA | NG | 42.6252 | -73.75
R1058 | Bayonne Energy Center, LLC | Bayonne EC CTG1 | J | 323682 | Bayonne NJ | 017 | 34 | 2012-06-01 | 64 | 64 | 66.5 | 56.3 | 62.8 | YES | JE | NG | KER | 71.088 | NJ |  | Bayonne Energy Center | 56964 | GT1 | GT1 | 64 | Pipeline Natural Gas | Bayonne Energy Center | 56964 | GT1 | 64 |  | GT | NG | 40.6528 | -74.0915
R1059 | Bayonne Energy Center, LLC | Bayonne EC CTG2 | J | 323683 | Bayonne NJ | 017 | 34 | 2012-06-01 | 64 | 64 | 66.5 | 58.5 | 62.8 | YES | JE | NG | KER | 81.652 | NJ |  | Bayonne Energy Center | 56964 | GT2 | GT2 | 64 | Pipeline Natural Gas | Bayonne Energy Center | 56964 | GT2 | 64 |  | GT | NG | 40.6528 | -74.0915
R1060 | Bayonne Energy Center, LLC | Bayonne EC CTG3 | J | 323684 | Bayonne NJ | 017 | 34 | 2012-06-01 | 64 | 64 | 66.5 | 54.7 | 62.8 | YES | JE | NG | KER | 76.118 | NJ |  | Bayonne Energy Center | 56964 | GT3 | GT3 | 64 | Pipeline Natural Gas | Bayonne Energy Center | 56964 | GT3 | 64 |  | GT | NG | 40.6528 | -74.0915
R1061 | Bayonne Energy Center, LLC | Bayonne EC CTG4 | J | 323685 | Bayonne NJ | 017 | 34 | 2012-06-01 | 64 | 64 | 66.5 | 57.7 | 61.9 | YES | JE | NG | KER | 67.921 | NJ |  | Bayonne Energy Center | 56964 | GT4 | GT4 | 64 | Pipeline Natural Gas | Bayonne Energy Center | 56964 | GT4 | 64 |  | GT | NG | 40.6528 | -74.0915
R1062 | Bayonne Energy Center, LLC | Bayonne EC CTG5 | J | 323686 | Bayonne NJ | 017 | 34 | 2012-06-01 | 64 | 64 | 66.5 | 57.6 | 63.1 | YES | JE | NG | KER | 89.648 | NJ |  | Bayonne Energy Center | 56964 | GT5 | GT5 | 64 | Pipeline Natural Gas | Bayonne Energy Center | 56964 | GT5 | 64 |  | GT | NG | 40.6528 | -74.0915
R1063 | Bayonne Energy Center, LLC | Bayonne EC CTG6 | J | 323687 | Bayonne NJ | 017 | 34 | 2012-06-01 | 64 | 64 | 66.5 | 56.9 | 62.6 | YES | JE | NG | KER | 72.827 | NJ |  | Bayonne Energy Center | 56964 | GT6 | GT6 | 64 | Pipeline Natural Gas | Bayonne Energy Center | 56964 | GT6 | 64 |  | GT | NG | 40.6528 | -74.0915
R1064 | Bayonne Energy Center, LLC | Bayonne EC CTG7 | J | 323688 | Bayonne NJ | 017 | 34 | 2012-06-01 | 64 | 64 | 66.5 | 59.2 | 63.1 | YES | JE | NG | KER | 83.817 | NJ |  | Bayonne Energy Center | 56964 | GT7 | GT7 | 64 | Pipeline Natural Gas | Bayonne Energy Center | 56964 | GT7 | 64 |  | GT | NG | 40.6528 | -74.0915
R1065 | Bayonne Energy Center, LLC | Bayonne EC CTG8 | J | 323689 | Bayonne NJ | 017 | 34 | 2012-06-01 | 64 | 64 | 66.5 | 57.3 | 62.7 | YES | JE | NG | KER | 82.727 | NJ |  | Bayonne Energy Center | 56964 | GT8 | GT8 | 64 | Pipeline Natural Gas | Bayonne Energy Center | 56964 | GT8 | 64 |  | GT | NG | 40.6528 | -74.0915

## matched_with_id
Station Unit | Zone | PTID | Name Plate Rating (MW) | Dual Fuel | Unit Type | Fuel Type Primary | Fuel Type Secondary | 2017 Net Energy (GWh) | Note | Combinned | CAMD_Facility_Name | CAMD_Plant_ID | CAMD_Unit_ID | CAMD_Generator_ID | CAMD_Nameplate_Capacity | CAMD_Fuel_Type | EIA_Latitude | EIA_Longitude | ID | ID_Modified
Danskammer 1 | G | 23586 | 72 | YES | ST | NG | FO6 | 0.9304 |  |  | Danskammer Generating Station | 2480 | 1 | 1 | 72 | Pipeline Natural Gas | 41.5712 | -73.975 | (2480,1) | (2480,1)
Danskammer 2 | G | 23589 | 73.5 | YES | ST | NG | FO6 | 0.9083 |  |  | Danskammer Generating Station | 2480 | 2 | 2 | 73.5 | Pipeline Natural Gas | 41.5712 | -73.975 | (2480,2) | (2480,2)
Danskammer 3 | G | 23590 | 147.1 |  | ST | NG |  | 2.0645 |  |  | Danskammer Generating Station | 2480 | 3 | 3 | 147.1 | Pipeline Natural Gas | 41.5712 | -73.975 | (2480,3) | (2480,3)
Danskammer 4 | G | 23591 | 239.4 |  | ST | NG |  | 5.0539 |  |  | Danskammer Generating Station | 2480 | 4 | 4 | 239.4 | Pipeline Natural Gas | 41.5712 | -73.975 | (2480,4) | (2480,4)
Arthur Kill ST 2 | J | 23512 | 376.2 |  | ST | NG |  | 563.628 |  |  | Arthur Kill | 2490 | 20 | 2 | 376.2 | Pipeline Natural Gas | 40.5916 | -74.2 | (2490,20) | (2490,20)
Arthur Kill ST 3 | J | 23513 | 535.5 |  | ST | NG |  | 263.129 |  |  | Arthur Kill | 2490 | 30 | 3 | 535.5 | Pipeline Natural Gas | 40.5916 | -74.2 | (2490,30) | (2490,30)
Arthur Kill GT 1 | J | 23520 | 20 |  | GT | NG |  | 0.36117 |  |  | Arthur Kill | 2490 | CT0001 | GT1 | 16.3 | Pipeline Natural Gas | 40.5916 | -74.2 | (2490,CT0001) | (2490,CT0001)
East River 1 | J | 323558 | 185 | YES | CC | NG | KER | 1202.624 |  |  | East River | 2493 | 1 | 1 | 180 | Pipeline Natural Gas | 40.7281 | -73.9742 | (2493,1) | (2493,1)
East River 2 | J | 323559 | 185 | YES | CC | NG | KER | 1252.0055 |  |  | East River | 2493 | 2 | 2 | 180 | Pipeline Natural Gas | 40.7281 | -73.9742 | (2493,2) | (2493,2)
East River 6 | J | 23660 | 156.2 | YES | ST | NG | FO6 | 505.8219 |  |  | East River | 2493 | 60 | 6 | 156.3 | Pipeline Natural Gas | 40.7281 | -73.9742 | (2493,60) | (2493,60)
East River 7 | J | 23524 | 200 | YES | ST | NG | FO6 | 132.0682 |  |  | East River | 2493 | 70 | 7 | 200 | Pipeline Natural Gas | 40.7281 | -73.9742 | (2493,70) | (2493,70)
Gowanus 1-1 | J | 24077 | 20 |  | GT | FO2 |  | 0.1 |  |  | Gowanus Generating Station | 2494 | CT01-1 | GT11 | 20 | Diesel Oil | 40.6635 | -74.0051 | (2494,CT01-1) | (2494,CT01-1)
Gowanus 1-2 | J | 24078 | 20 |  | GT | FO2 |  | 0.14 |  |  | Gowanus Generating Station | 2494 | CT01-2 | GT12 | 20 | Diesel Oil | 40.6635 | -74.0051 | (2494,CT01-2) | (2494,CT01-2)
Gowanus 1-3 | J | 24079 | 20 |  | GT | FO2 |  | 0.11 |  |  | Gowanus Generating Station | 2494 | CT01-3 | GT13 | 20 | Diesel Oil | 40.6635 | -74.0051 | (2494,CT01-3) | (2494,CT01-3)
Gowanus 1-4 | J | 24080 | 20 |  | GT | FO2 |  | 0.09 |  |  | Gowanus Generating Station | 2494 | CT01-4 | GT14 | 20 | Diesel Oil | 40.6635 | -74.0051 | (2494,CT01-4) | (2494,CT01-4)
Gowanus 1-5 | J | 24084 | 20 |  | GT | FO2 |  | 0.09 |  |  | Gowanus Generating Station | 2494 | CT01-5 | GT15 | 20 | Diesel Oil | 40.6635 | -74.0051 | (2494,CT01-5) | (2494,CT01-5)
Gowanus 1-6 | J | 24111 | 20 |  | GT | FO2 |  | 0.1 |  |  | Gowanus Generating Station | 2494 | CT01-6 | GT16 | 20 | Diesel Oil | 40.6635 | -74.0051 | (2494,CT01-6) | (2494,CT01-6)
Gowanus 1-7 | J | 24112 | 20 |  | GT | FO2 |  | 0.1847 |  |  | Gowanus Generating Station | 2494 | CT01-7 | GT17 | 20 | Diesel Oil | 40.6635 | -74.0051 | (2494,CT01-7) | (2494,CT01-7)
Gowanus 1-8 | J | 24113 | 20 |  | GT | FO2 |  | 0.1 |  |  | Gowanus Generating Station | 2494 | CT01-8 | GT18 | 20 | Diesel Oil | 40.6635 | -74.0051 | (2494,CT01-8) | (2494,CT01-8)
Gowanus 2-1 | J | 24114 | 20 | YES | GT | FO2 | NG | 0.45 |  |  | Gowanus Generating Station | 2494 | CT02-1 | GT21 | 20 | Diesel Oil | 40.6635 | -74.0051 | (2494,CT02-1) | (2494,CT02-1)
Gowanus 2-2 | J | 24115 | 20 | YES | GT | FO2 | NG | 0.31 |  |  | Gowanus Generating Station | 2494 | CT02-2 | GT22 | 20 | Diesel Oil | 40.6635 | -74.0051 | (2494,CT02-2) | (2494,CT02-2)
Gowanus 2-3 | J | 24116 | 20 | YES | GT | FO2 | NG | 0.41 |  |  | Gowanus Generating Station | 2494 | CT02-3 | GT23 | 20 | Diesel Oil | 40.6635 | -74.0051 | (2494,CT02-3) | (2494,CT02-3)
Gowanus 2-4 | J | 24117 | 20 | YES | GT | FO2 | NG | 0.32 |  |  | Gowanus Generating Station | 2494 | CT02-4 | GT24 | 20 | Diesel Oil | 40.6635 | -74.0051 | (2494,CT02-4) | (2494,CT02-4)
Gowanus 2-5 | J | 24118 | 20 | YES | GT | FO2 | NG | 0.44 |  |  | Gowanus Generating Station | 2494 | CT02-5 | GT25 | 20 | Diesel Oil | 40.6635 | -74.0051 | (2494,CT02-5) | (2494,CT02-5)
Gowanus 2-6 | J | 24119 | 20 | YES | GT | FO2 | NG | 0.33 |  |  | Gowanus Generating Station | 2494 | CT02-6 | GT26 | 20 | Diesel Oil | 40.6635 | -74.0051 | (2494,CT02-6) | (2494,CT02-6)
Gowanus 2-7 | J | 24120 | 20 | YES | GT | FO2 | NG | 0.34 |  |  | Gowanus Generating Station | 2494 | CT02-7 | GT27 | 20 | Diesel Oil | 40.6635 | -74.0051 | (2494,CT02-7) | (2494,CT02-7)
Gowanus 2-8 | J | 24121 | 20 | YES | GT | FO2 | NG | 0.29 |  |  | Gowanus Generating Station | 2494 | CT02-8 | GT28 | 20 | Diesel Oil | 40.6635 | -74.0051 | (2494,CT02-8) | (2494,CT02-8)
Gowanus 3-1 | J | 24122 | 20 | YES | GT | FO2 | NG | 0.39 |  |  | Gowanus Generating Station | 2494 | CT03-1 | GT31 | 20 | Diesel Oil | 40.6635 | -74.0051 | (2494,CT03-1) | (2494,CT03-1)
Gowanus 3-2 | J | 24123 | 20 | YES | GT | FO2 | NG | 0.26 |  |  | Gowanus Generating Station | 2494 | CT03-2 | GT32 | 20 | Diesel Oil | 40.6635 | -74.0051 | (2494,CT03-2) | (2494,CT03-2)
Gowanus 3-3 | J | 24124 | 20 | YES | GT | FO2 | NG | 0.38 |  |  | Gowanus Generating Station | 2494 | CT03-3 | GT33 | 20 | Diesel Oil | 40.6635 | -74.0051 | (2494,CT03-3) | (2494,CT03-3)
Gowanus 3-4 | J | 24125 | 20 | YES | GT | FO2 | NG | 0.38 |  |  | Gowanus Generating Station | 2494 | CT03-4 | GT34 | 20 | Diesel Oil | 40.6635 | -74.0051 | (2494,CT03-4) | (2494,CT03-4)
Gowanus 3-5 | J | 24126 | 20 | YES | GT | FO2 | NG | 0.245 |  |  | Gowanus Generating Station | 2494 | CT03-5 | GT35 | 20 | Diesel Oil | 40.6635 | -74.0051 | (2494,CT03-5) | (2494,CT03-5)
Gowanus 3-6 | J | 24127 | 20 | YES | GT | FO2 | NG | 0.26 |  |  | Gowanus Generating Station | 2494 | CT03-6 | GT36 | 20 | Diesel Oil | 40.6635 | -74.0051 | (2494,CT03-6) | (2494,CT03-6)
Gowanus 3-7 | J | 24128 | 20 | YES | GT | FO2 | NG | 0.13 |  |  | Gowanus Generating Station | 2494 | CT03-7 | GT37 | 20 | Diesel Oil | 40.6635 | -74.0051 | (2494,CT03-7) | (2494,CT03-7)
Gowanus 3-8 | J | 24129 | 20 | YES | GT | FO2 | NG | 0.1 |  |  | Gowanus Generating Station | 2494 | CT03-8 | GT38 | 20 | Diesel Oil | 40.6635 | -74.0051 | (2494,CT03-8) | (2494,CT03-8)
Gowanus 4-1 | J | 24130 | 20 |  | GT | FO2 |  | 0.16 |  |  | Gowanus Generating Station | 2494 | CT04-1 | GT41 | 20 | Diesel Oil | 40.6635 | -74.0051 | (2494,CT04-1) | (2494,CT04-1)
Gowanus 4-2 | J | 24131 | 20 |  | GT | FO2 |  | 0.123 |  |  | Gowanus Generating Station | 2494 | CT04-2 | GT42 | 20 | Diesel Oil | 40.6635 | -74.0051 | (2494,CT04-2) | (2494,CT04-2)
Gowanus 4-3 | J | 24132 | 20 |  | GT | FO2 |  | 0.13 |  |  | Gowanus Generating Station | 2494 | CT04-3 | GT43 | 20 | Diesel Oil | 40.6635 | -74.0051 | (2494,CT04-3) | (2494,CT04-3)
Gowanus 4-4 | J | 24133 | 20 |  | GT | FO2 |  | 0.11 |  |  | Gowanus Generating Station | 2494 | CT04-4 | GT44 | 20 | Diesel Oil | 40.6635 | -74.0051 | (2494,CT04-4) | (2494,CT04-4)
Gowanus 4-5 | J | 24134 | 20 |  | GT | FO2 |  | 0.11 |  |  | Gowanus Generating Station | 2494 | CT04-5 | GT45 | 20 | Diesel Oil | 40.6635 | -74.0051 | (2494,CT04-5) | (2494,CT04-5)
Gowanus 4-6 | J | 24135 | 20 |  | GT | FO2 |  | 0.16102 |  |  | Gowanus Generating Station | 2494 | CT04-6 | GT46 | 20 | Diesel Oil | 40.6635 | -74.0051 | (2494,CT04-6) | (2494,CT04-6)
Gowanus 4-7 | J | 24136 | 20 |  | GT | FO2 |  | 0.13 |  |  | Gowanus Generating Station | 2494 | CT04-7 | GT47 | 20 | Diesel Oil | 40.6635 | -74.0051 | (2494,CT04-7) | (2494,CT04-7)
Gowanus 4-8 | J | 24137 | 20 |  | GT | FO2 |  | 0.12 |  |  | Gowanus Generating Station | 2494 | CT04-8 | GT48 | 20 | Diesel Oil | 40.6635 | -74.0051 | (2494,CT04-8) | (2494,CT04-8)
Hudson Ave 3 | J | 23810 | 16.3 |  | GT | KER |  | 0.9721 |  |  | Hudson Avenue | 2496 | CT0003 | GT3 | 16.3 | Other Oil | 40.7052 | -73.9807 | (2496,CT0003) | (2496,CT0003)
Hudson Ave 4 | J | 23540 | 16.3 |  | GT | KER |  | 0.4236 |  |  | Hudson Avenue | 2496 | CT0004 | 4 | 16.3 | Other Oil | 40.7052 | -73.9807 | (2496,CT0004) | (2496,CT0004)
Hudson Ave 5 | J | 23657 | 16.3 |  | GT | KER |  | 0.7085 |  |  | Hudson Avenue | 2496 | CT0005 | GT5 | 16.3 | Other Oil | 40.7052 | -73.9807 | (2496,CT0005) | (2496,CT0005)
Narrows 1-1 | J | 24228 | 22 | YES | GT | FO2 | NG | 1.88 |  |  | Narrows Generating Station | 2499 | CT01-1 | NT11 | 22 | Pipeline Natural Gas | 40.6486 | -74.0208 | (2499,CT01-1) | (2499,CT01-1)
Narrows 1-2 | J | 24229 | 22 | YES | GT | FO2 | NG | 1.19 |  |  | Narrows Generating Station | 2499 | CT01-2 | NT12 | 22 | Pipeline Natural Gas | 40.6486 | -74.0208 | (2499,CT01-2) | (2499,CT01-2)
Narrows 1-3 | J | 24230 | 22 | YES | GT | FO2 | NG | 1.54 |  |  | Narrows Generating Station | 2499 | CT01-3 | NT13 | 22 | Pipeline Natural Gas | 40.6486 | -74.0208 | (2499,CT01-3) | (2499,CT01-3)
Narrows 1-4 | J | 24231 | 22 | YES | GT | FO2 | NG | 1.45 |  |  | Narrows Generating Station | 2499 | CT01-4 | NT14 | 22 | Pipeline Natural Gas | 40.6486 | -74.0208 | (2499,CT01-4) | (2499,CT01-4)
Narrows 1-5 | J | 24232 | 22 | YES | GT | FO2 | NG | 1.41 |  |  | Narrows Generating Station | 2499 | CT01-5 | NT15 | 22 | Pipeline Natural Gas | 40.6486 | -74.0208 | (2499,CT01-5) | (2499,CT01-5)
Narrows 1-6 | J | 24233 | 22 | YES | GT | FO2 | NG | 1.01 |  |  | Narrows Generating Station | 2499 | CT01-6 | NT16 | 22 | Pipeline Natural Gas | 40.6486 | -74.0208 | (2499,CT01-6) | (2499,CT01-6)
Narrows 1-7 | J | 24234 | 22 | YES | GT | FO2 | NG | 1.147 |  |  | Narrows Generating Station | 2499 | CT01-7 | NT17 | 22 | Pipeline Natural Gas | 40.6486 | -74.0208 | (2499,CT01-7) | (2499,CT01-7)
Narrows 1-8 | J | 24235 | 22 | YES | GT | FO2 | NG | 1.61 |  |  | Narrows Generating Station | 2499 | CT01-8 | NT18 | 22 | Pipeline Natural Gas | 40.6486 | -74.0208 | (2499,CT01-8) | (2499,CT01-8)
Narrows 2-1 | J | 24236 | 22 | YES | GT | FO2 | NG | 1.66 |  |  | Narrows Generating Station | 2499 | CT02-1 | NT21 | 22 | Pipeline Natural Gas | 40.6486 | -74.0208 | (2499,CT02-1) | (2499,CT02-1)
Narrows 2-2 | J | 24237 | 22 | YES | GT | FO2 | NG | 1.16 |  |  | Narrows Generating Station | 2499 | CT02-2 | NT22 | 22 | Pipeline Natural Gas | 40.6486 | -74.0208 | (2499,CT02-2) | (2499,CT02-2)
Narrows 2-3 | J | 24238 | 22 | YES | GT | FO2 | NG | 1.17 |  |  | Narrows Generating Station | 2499 | CT02-3 | NT23 | 22 | Pipeline Natural Gas | 40.6486 | -74.0208 | (2499,CT02-3) | (2499,CT02-3)
Narrows 2-4 | J | 24239 | 22 | YES | GT | FO2 | NG | 1.26 |  |  | Narrows Generating Station | 2499 | CT02-4 | NT24 | 22 | Pipeline Natural Gas | 40.6486 | -74.0208 | (2499,CT02-4) | (2499,CT02-4)
Narrows 2-5 | J | 24240 | 22 | YES | GT | FO2 | NG | 1.31 |  |  | Narrows Generating Station | 2499 | CT02-5 | NT25 | 22 | Pipeline Natural Gas | 40.6486 | -74.0208 | (2499,CT02-5) | (2499,CT02-5)
Narrows 2-6 | J | 24241 | 22 | YES | GT | FO2 | NG | 2.04 |  |  | Narrows Generating Station | 2499 | CT02-6 | NT26 | 22 | Pipeline Natural Gas | 40.6486 | -74.0208 | (2499,CT02-6) | (2499,CT02-6)
Narrows 2-7 | J | 24242 | 22 | YES | GT | FO2 | NG | 2.417 |  |  | Narrows Generating Station | 2499 | CT02-7 | NT27 | 22 | Pipeline Natural Gas | 40.6486 | -74.0208 | (2499,CT02-7) | (2499,CT02-7)
Narrows 2-8 | J | 24243 | 22 | YES | GT | FO2 | NG | 1.9 |  |  | Narrows Generating Station | 2499 | CT02-8 | NT28 | 22 | Pipeline Natural Gas | 40.6486 | -74.0208 | (2499,CT02-8) | (2499,CT02-8)
Ravenswood ST 01 | J | 23533 | 400 | YES | ST | FO6 | NG | 532.744 |  |  | Ravenswood Generating Station | 2500 | 10 | 1 | 400 | Pipeline Natural Gas | 40.7592 | -73.9461 | (2500,10) | (2500,10)
Ravenswood ST 02 | J | 23534 | 400 | YES | ST | FO6 | NG | 601.376 |  |  | Ravenswood Generating Station | 2500 | 20 | 2 | 400 | Pipeline Natural Gas | 40.7592 | -73.9461 | (2500,20) | (2500,20)
Ravenswood ST 03 | J | 23535 | 1027 | YES | ST | FO6 | NG | 440.294 |  |  | Ravenswood Generating Station | 2500 | 30 | 3 | 1027.7 | Pipeline Natural Gas | 40.7592 | -73.9461 | (2500,30) | (2500,30)
Ravenswood 01 | J | 23729 | 18.6 |  | GT | NG |  | 0.422 |  |  | Ravenswood Generating Station | 2500 | CT0001 | GT1 | 18.6 | Pipeline Natural Gas | 40.7592 | -73.9461 | (2500,CT0001) | (2500,CT0001)
Ravenswood 09 | J | 24257 | 25 | YES | JE | KER | NG | 0.237 | ( 6 ) ( I ) |  | Ravenswood Generating Station | 2500 | CT0009 | GT9 | 25 | Pipeline Natural Gas | 40.7592 | -73.9461 | (2500,CT0009) | (2500,CT0009)
Ravenswood 10 | J | 24258 | 25 | YES | JE | KER | NG | 2.356 |  |  | Ravenswood Generating Station | 2500 | CT0010 | GT10 | 25 | Pipeline Natural Gas | 40.7592 | -73.9461 | (2500,CT0010) | (2500,CT0010)
Ravenswood 11 | J | 24259 | 25 | YES | JE | KER | NG | 2.49 |  |  | Ravenswood Generating Station | 2500 | CT0011 | GT11 | 25 | Pipeline Natural Gas | 40.7592 | -73.9461 | (2500,CT0011) | (2500,CT0011)
Ravenswood 2-1 | J | 24244 | 42.9 | YES | JE | NG | KER | 2.201 | ( 7 ) ( I ) |  | Ravenswood Generating Station | 2500 | CT02-1 | GT21 | 42.9 | Pipeline Natural Gas | 40.7592 | -73.9461 | (2500,CT02-1) | (2500,CT02-1)
Ravenswood 2-2 | J | 24245 | 42.9 | YES | JE | NG | KER | 2.293 | ( 7 ) ( I ) |  | Ravenswood Generating Station | 2500 | CT02-2 | GT22 | 42.9 | Pipeline Natural Gas | 40.7592 | -73.9461 | (2500,CT02-2) | (2500,CT02-2)
Ravenswood 2-3 | J | 24246 | 42.9 | YES | JE | NG | KER | 2.005 | ( 7 ) ( I ) |  | Ravenswood Generating Station | 2500 | CT02-3 | GT23 | 42.9 | Pipeline Natural Gas | 40.7592 | -73.9461 | (2500,CT02-3) | (2500,CT02-3)
Ravenswood 2-4 | J | 24247 | 42.9 | YES | JE | NG | KER | 2.57 | ( 7 ) ( I ) |  | Ravenswood Generating Station | 2500 | CT02-4 | GT24 | 42.9 | Pipeline Natural Gas | 40.7592 | -73.9461 | (2500,CT02-4) | (2500,CT02-4)
Ravenswood 3-1 | J | 24248 | 42.9 | YES | JE | NG | KER | 1.537 | ( 7 ) ( I ) |  | Ravenswood Generating Station | 2500 | CT03-1 | GT31 | 42.9 | Pipeline Natural Gas | 40.7592 | -73.9461 | (2500,CT03-1) | (2500,CT03-1)
Ravenswood 3-2 | J | 24249 | 42.9 | YES | JE | NG | KER | 2.199 | ( 7 ) ( I ) |  | Ravenswood Generating Station | 2500 | CT03-2 | GT32 | 42.9 | Pipeline Natural Gas | 40.7592 | -73.9461 | (2500,CT03-2) | (2500,CT03-2)
Ravenswood 3-4 | J | 24251 | 42.9 | YES | JE | NG | KER | 2.573 | ( 7 ) ( I ) |  | Ravenswood Generating Station | 2500 | CT03-4 | GT34 | 42.9 | Pipeline Natural Gas | 40.7592 | -73.9461 | (2500,CT03-4) | (2500,CT03-4)
Ravenswood CC 04 | J | 23820 | 250 | YES | CC | NG | FO2 | 1404.902 | Combine | Y | Ravenswood Generating Station | 2500 | UCC001 | 4 | 170 | Pipeline Natural Gas | 40.7592 | -73.9461 | (2500,UCC001) | (2500,UCC001)
Ravenswood CC 04 | J | 23820 | 250 | YES | CC | NG | FO2 | 1404.902 |  | Y | Ravenswood Generating Station | 2500 | UCC001 | 4S | 80 | Pipeline Natural Gas | 40.7592 | -73.9461 | (2500,UCC001) | (2500,UCC001)
59 St. GT 1 | J | 24138 | 17.1 | YES | GT | KER | NG | 0.0928 |  |  | 59th Street | 2503 | CT0001 | GT1 | 17.1 | Other Oil | 40.7713 | -73.9912 | (2503,CT0001) | (2503,CT0001)
74 St. GT 1 | J | 24260 | 18.5 |  | GT | KER |  | 0.238 |  |  | 74th Street | 2504 | CT0001 | GT1 | 18.6 | Other Oil | 40.768 | -73.9515 | (2504,CT0001) | (2504,CT0001)
74 St. GT 2 | J | 24261 | 18.5 |  | GT | KER |  | 0.266 |  |  | 74th Street | 2504 | CT0002 | GT2 | 18.6 | Other Oil | 40.768 | -73.9515 | (2504,CT0002) | (2504,CT0002)
Barrett ST 01 | K | 23545 | 188 | YES | ST | NG | FO6 | 847.444 |  |  | E F Barrett | 2511 | 10 | ST1 | 175 | Pipeline Natural Gas | 40.6167 | -73.6479 | (2511,10) | (2511,10)
Barrett ST 02 | K | 23546 | 188 | YES | ST | NG | FO6 | 433.324 |  |  | E F Barrett | 2511 | 20 | ST2 | 175 | Pipeline Natural Gas | 40.6167 | -73.6479 | (2511,20) | (2511,20)
Barrett GT 01 | K | 23704 | 18 | YES | GT | NG | FO2 | 5.52 |  |  | E F Barrett | 2511 | U00004 | GT1 | 18 | Pipeline Natural Gas | 40.6167 | -73.6479 | (2511,U00004) | (2511,U00004)
Barrett GT 02 | K | 23705 | 18 | YES | GT | NG | FO2 | 2.373 |  |  | E F Barrett | 2511 | U00005 | GT2 | 18 | Pipeline Natural Gas | 40.6167 | -73.6479 | (2511,U00005) | (2511,U00005)
Barrett 03 | K | 23706 | 18 | YES | GT | NG | FO2 | 3.725 |  |  | E F Barrett | 2511 | U00006 | 3 | 18 | Pipeline Natural Gas | 40.6167 | -73.6479 | (2511,U00006) | (2511,U00006)
Barrett 04 | K | 23707 | 18 | YES | GT | NG | FO2 | 4.616 |  |  | E F Barrett | 2511 | U00007 | 4 | 18 | Pipeline Natural Gas | 40.6167 | -73.6479 | (2511,U00007) | (2511,U00007)
Barrett 05 | K | 23708 | 18 | YES | GT | NG | FO2 | 3.374 |  |  | E F Barrett | 2511 | U00008 | 5 | 18 | Pipeline Natural Gas | 40.6167 | -73.6479 | (2511,U00008) | (2511,U00008)
Barrett 06 | K | 23709 | 18 | YES | GT | NG | FO2 | 2.257 |  |  | E F Barrett | 2511 | U00009 | 6 | 18 | Pipeline Natural Gas | 40.6167 | -73.6479 | (2511,U00009) | (2511,U00009)
Barrett 08 | K | 23711 | 18 | YES | GT | NG | FO2 | 2.929 |  |  | E F Barrett | 2511 | U00011 | 8 | 18 | Pipeline Natural Gas | 40.6167 | -73.6479 | (2511,U00011) | (2511,U00011)
Barrett 09 | K | 23700 | 41.8 | YES | JE | NG | FO2 | 9.686 |  |  | E F Barrett | 2511 | U00012 | 9 | 41.9 | Pipeline Natural Gas | 40.6167 | -73.6479 | (2511,U00012) | (2511,U00012)
Barrett 09 | K | 23700 | 41.8 | YES | JE | NG | FO2 | 9.686 |  |  | E F Barrett | 2511 | U00013 | 9 | 41.9 | Pipeline Natural Gas | 40.6167 | -73.6479 | (2511,U00013) | (2511,U00013)
Barrett 10 | K | 23701 | 41.8 | YES | JE | NG | FO2 | 8.869 |  | Y | E F Barrett | 2511 | U00014 | 10 | 41.9 | Pipeline Natural Gas | 40.6167 | -73.6479 | (2511,U00014) | (2511,U00014)
Barrett 10 | K | 23701 | 41.8 | YES | JE | NG | FO2 | 8.869 |  | Y | E F Barrett | 2511 | U00015 | 10 | 41.9 | Pipeline Natural Gas | 40.6167 | -73.6479 | (2511,U00015) | (2511,U00015)
Barrett 11 | K | 23702 | 41.8 | YES | JE | NG | FO2 | 19.172 |  | Y | E F Barrett | 2511 | U00016 | 11 | 41.9 | Pipeline Natural Gas | 40.6167 | -73.6479 | (2511,U00016) | (2511,U00016)
Barrett 11 | K | 23702 | 41.8 | YES | JE | NG | FO2 | 19.172 |  | Y | E F Barrett | 2511 | U00017 | 11 | 41.9 | Pipeline Natural Gas | 40.6167 | -73.6479 | (2511,U00017) | (2511,U00017)
Barrett 12 | K | 23703 | 41.8 | YES | JE | NG | FO2 | 14.397 |  | Y | E F Barrett | 2511 | U00018 | 12 | 41.9 | Pipeline Natural Gas | 40.6167 | -73.6479 | (2511,U00018) | (2511,U00018)
Barrett 12 | K | 23703 | 41.8 | YES | JE | NG | FO2 | 14.397 |  | Y | E F Barrett | 2511 | U00019 | 12 | 41.9 | Pipeline Natural Gas | 40.6167 | -73.6479 | (2511,U00019) | (2511,U00019)
East Hampton GT 01 | K | 23717 | 21.3 |  | JE | FO2 |  | 6.48 |  |  | East Hampton Facility | 2512 | UGT001 | 1 | 21.3 | Diesel Oil | 40.9617 | -72.2103 | (2512,UGT001) | (2512,UGT001)
Glenwood GT 02 | K | 23688 | 55 |  | GT | FO2 |  | 0.203 |  |  | Glenwood | 2514 | U00020 | GT2 | 55 | Diesel Oil | 40.8271 | -73.6475 | (2514,U00020) | (2514,U00020)
Glenwood GT 03 | K | 23689 | 55 |  | GT | FO2 |  | 0.573 |  |  | Glenwood | 2514 | U00021 | GT3 | 55 | Diesel Oil | 40.8271 | -73.6475 | (2514,U00021) | (2514,U00021)
Northport 1 | K | 23551 | 387 | YES | ST | NG | FO6 | 342.029 |  |  | Northport | 2516 | 1 | ST1 | 387 | Pipeline Natural Gas | 40.9236 | -73.3423 | (2516,1) | (2516,1)
Northport 2 | K | 23552 | 387 | YES | ST | NG | FO6 | 131.99 |  |  | Northport | 2516 | 2 | 2 | 387 | Pipeline Natural Gas | 40.9236 | -73.3423 | (2516,2) | (2516,2)
Northport 3 | K | 23553 | 387 | YES | ST | NG | FO6 | 289.847 |  |  | Northport | 2516 | 3 | 3 | 387 | Pipeline Natural Gas | 40.9236 | -73.3423 | (2516,3) | (2516,3)
Northport 4 | K | 23650 | 387 | YES | ST | NG | FO6 | 863.563 |  |  | Northport | 2516 | 4 | 4 | 387 | Pipeline Natural Gas | 40.9236 | -73.3423 | (2516,4) | (2516,4)
Northport GT | K | 23718 | 16 |  | GT | FO2 |  | 0.02073 |  |  | Northport | 2516 | UGT001 | GT1 | 16 | Diesel Oil | 40.9236 | -73.3423 | (2516,UGT001) | (2516,UGT001)
Port Jefferson 3 | K | 23555 | 188 | YES | ST | FO6 | NG | 86.283 |  |  | Port Jefferson Energy Center | 2517 | 3 | 3 | 188 | Pipeline Natural Gas | 40.9497 | -73.0785 | (2517,3) | (2517,3)
Port Jefferson 4 | K | 23616 | 188 | YES | ST | FO6 | NG | 112.165 |  |  | Port Jefferson Energy Center | 2517 | 4 | 4 | 188 | Pipeline Natural Gas | 40.9497 | -73.0785 | (2517,4) | (2517,4)
Port Jefferson GT 01 | K | 23713 | 16 |  | GT | FO2 |  | -0.048 |  |  | Port Jefferson Energy Center | 2517 | UGT001 | GT1 | 16 | Diesel Oil | 40.9497 | -73.0785 | (2517,UGT001) | (2517,UGT001)
Port Jefferson GT 02 | K | 24210 | 53 | YES | GT | NG | FO2 | 23.6767 |  |  | Port Jefferson Energy Center | 2517 | UGT002 | GT2 | 45 | Pipeline Natural Gas | 40.9497 | -73.0785 | (2517,UGT002) | (2517,UGT002)
Port Jefferson GT 03 | K | 24211 | 53 | YES | GT | NG | FO2 | 19.1187 |  |  | Port Jefferson Energy Center | 2517 | UGT003 | GT3 | 45 | Pipeline Natural Gas | 40.9497 | -73.0785 | (2517,UGT003) | (2517,UGT003)
West Babylon 4 | K | 23714 | 52.4 |  | GT | FO2 |  | 0.732 |  |  | West Babylon Facility | 2521 | UGT001 | 4 | 52.4 | Diesel Oil | 40.6955 | -73.3486 | (2521,UGT001) | (2521,UGT001)
Greenidge 4 | C | 23583 | 112.5 |  | ST | NG | WD | 165.1992 | ( 3 ) ( D ) |  | Greenidge Generation LLC | 2527 | 6 | 4 | 105.9 | Pipeline Natural Gas | 42.6789 | -76.9483 | (2527,6) | (2527,6)
Cayuga 1 | C | 23584 | 155.3 |  | ST | BIT |  | 159.6817 |  |  | Cayuga Operating Company, LLC | 2535 | 1 | 1 | 155 | Coal | 42.6028 | -76.6336 | (2535,1) | (2535,1)
Cayuga 2 | C | 23585 | 167.2 |  | ST | BIT |  | 60.4786 |  |  | Cayuga Operating Company, LLC | 2535 | 2 | 2 | 167 | Coal | 42.6028 | -76.6336 | (2535,2) | (2535,2)
Bethlehem Energy Center | F | 323570 | 893.1 | YES | CC | NG | FO2 | 5303.7158 | Combine | Y | Bethlehem Energy Center (Albany) | 2539 | 10001 | 5 | 194 | Pipeline Natural Gas | 42.5942 | -73.7638 | (2539,10001) | (2539,10001)
Bethlehem Energy Center | F | 323570 | 893.1 | YES | CC | NG | FO2 | 5303.7158 |  | Y | Bethlehem Energy Center (Albany) | 2539 | 10001 | 8 | 310 | Pipeline Natural Gas | 42.5942 | -73.7638 | (2539,10001) | (2539,10001)
Bethlehem Energy Center | F | 323570 | 893.1 | YES | CC | NG | FO2 | 5303.7158 |  | Y | Bethlehem Energy Center (Albany) | 2539 | 10002 | 6 | 194 | Pipeline Natural Gas | 42.5942 | -73.7638 | (2539,10002) | (2539,10002)
Bethlehem Energy Center | F | 323570 | 893.1 | YES | CC | NG | FO2 | 5303.7158 |  | Y | Bethlehem Energy Center (Albany) | 2539 | 10002 | 8 | 310 | Pipeline Natural Gas | 42.5942 | -73.7638 | (2539,10002) | (2539,10002)
Bethlehem Energy Center | F | 323570 | 893.1 | YES | CC | NG | FO2 | 5303.7158 |  | Y | Bethlehem Energy Center (Albany) | 2539 | 10003 | 7 | 194 | Pipeline Natural Gas | 42.5942 | -73.7638 | (2539,10003) | (2539,10003)
Bethlehem Energy Center | F | 323570 | 893.1 | YES | CC | NG | FO2 | 5303.7158 |  | Y | Bethlehem Energy Center (Albany) | 2539 | 10003 | 8 | 310 | Pipeline Natural Gas | 42.5942 | -73.7638 | (2539,10003) | (2539,10003)
Oswego 5 | C | 23606 | 901.8 |  | ST | FO6 |  | 18.093 |  |  | Oswego Harbor Power | 2594 | 5 | ST5 | 902 | Residual Oil | 43.4586 | -76.5319 | (2594,5) | (2594,5)
Oswego 6 | C | 23613 | 901.8 | YES | ST | FO6 | NG | 21.58 |  |  | Oswego Harbor Power | 2594 | 6 | ST6 | 902 | Residual Oil | 43.4586 | -76.5319 | (2594,6) | (2594,6)
Bowline 1 | G | 23526 | 621 | YES | ST | NG | FO6 | 979.8917 |  |  | Bowline Generating Station | 2625 | 1 | 1 | 640 | Pipeline Natural Gas | 41.2044 | -73.9689 | (2625,1) | (2625,1)
Bowline 2 | G | 23595 | 621 | YES | ST | NG | FO6 | 226.3858 |  |  | Bowline Generating Station | 2625 | 2 | 2 | 640 | Pipeline Natural Gas | 41.2044 | -73.9689 | (2625,2) | (2625,2)
Hillburn GT | G | 23639 | 46.5 | YES | JE | NG | KER | 0.4284 |  |  | Hillburn | 2628 | 001 | GEN1 | 46.5 | Pipeline Natural Gas | 41.1269 | -74.1653 | (2628,001) | (2628,001)
Shoemaker GT | G | 23640 | 41.9 | YES | JE | NG | KER | 0.4261 |  |  | Shoemaker | 2632 | 1 | SHOE | 41.9 | Pipeline Natural Gas | 41.4278 | -74.4186 | (2632,1) | (2632,1)
Freeport CT 2 | K | 23818 | 60.5 |  | GT | NG | KER | 39.1633 |  |  | Freeport Power Plant No. 2 | 2679 | 5 | CT5 | 50 | Pipeline Natural Gas | 40.6447 | -73.5683 | (2679,5) | (2679,5)
Freeport 2-3 | K | 1660 | 18.1 |  | GT | KER |  | 0.13425 |  |  | Freeport Power Plant No. 2 | 2679 | CT3 | 3 | 18.2 | Diesel Oil | 40.6447 | -73.5683 | (2679,CT3) | (2679,CT3)
Jamestown 5 | A | 1658 | 28.7 |  | ST | NG | BIT | 17.4367 |  | Y | S A Carlson | 2682 | 9 | 5 | 30.5 | Pipeline Natural Gas | 42.0933 | -79.2478 | (2682,9) | (2682,9)
Jamestown 6 | A | 1658 | 25 |  | ST | NG | BIT | 17.0532 |  | Y | S A Carlson | 2682 | 9 | 6 | 27.2 | Pipeline Natural Gas | 42.0933 | -79.2478 | (2682,9) | (2682,9)
Jamestown 5 | A | 1658 | 28.7 |  | ST | NG | BIT | 17.4367 |  | Y | S A Carlson | 2682 | 10 | 5 | 30.5 | Pipeline Natural Gas | 42.0933 | -79.2478 | (2682,10) | (2682,10)
Jamestown 6 | A | 1658 | 25 |  | ST | NG | BIT | 17.0532 |  | Y | S A Carlson | 2682 | 10 | 6 | 27.2 | Pipeline Natural Gas | 42.0933 | -79.2478 | (2682,10) | (2682,10)
Jamestown 5 | A | 1658 | 28.7 |  | ST | NG | BIT | 17.4367 |  | Y | S A Carlson | 2682 | 20 | 5 | 30.5 | Pipeline Natural Gas | 42.0933 | -79.2478 | (2682,20) | (2682,20)
Jamestown 6 | A | 1658 | 25 |  | ST | NG | BIT | 17.0532 |  | Y | S A Carlson | 2682 | 20 | 6 | 27.2 | Pipeline Natural Gas | 42.0933 | -79.2478 | (2682,20) | (2682,20)
Jamestown 7 | A | 1659 | 47.3 |  | GT | NG |  | 121.3273 |  |  | S A Carlson | 2682 | 20 | 7 | 47.3 | Pipeline Natural Gas | 42.0933 | -79.2478 | (2682,20) | (2682,20)
Somerset | A | 23543 | 655.1 |  | ST | BIT |  | 347.288 |  |  | Somerset Operating Company (Kintigh) | 6082 | 1 | 1 | 655.1 | Coal | 43.3589 | -78.6047 | (6082,1) | (6082,1)
Wading River 1 | K | 23522 | 79.5 |  | GT | FO2 |  | 1.3203 |  |  | Wading River Facility | 7146 | UGT007 | 1 | 79.5 | Diesel Oil | 40.9569 | -72.8774 | (7146,UGT007) | (7146,UGT007)
Wading River 2 | K | 23547 | 79.5 |  | GT | FO2 |  | 0.948 |  |  | Wading River Facility | 7146 | UGT008 | 2 | 79.5 | Diesel Oil | 40.9569 | -72.8774 | (7146,UGT008) | (7146,UGT008)
Wading River 3 | K | 23601 | 79.5 |  | GT | FO2 |  | 3.4528 |  |  | Wading River Facility | 7146 | UGT009 | 3 | 79.5 | Diesel Oil | 40.9569 | -72.8774 | (7146,UGT009) | (7146,UGT009)
Shoreham 1 | K | 23715 | 52.9 |  | GT | FO2 |  | 0.485 |  |  | Wading River Facility | 7146 | UGT013 | GT1 | 52.9 | Diesel Oil | 40.9616 | -72.865 | (7146,UGT013) | (7146,UGT013)
Shoreham 2 | K | 23716 | 18.6 |  | JE | FO2 |  | 0.235 |  |  | Wading River Facility | 7146 | UGT014 | GT2 | 18.6 | Diesel Oil | 40.9616 | -72.865 | (7146,UGT014) | (7146,UGT014)
Flynn | K | 23794 | 170 | YES | CC | NG | FO2 | 969.2605 |  | Y | Richard M Flynn (Holtsville) | 7314 | 001 | NA1 | 108 | Pipeline Natural Gas | 40.8158 | -73.064 | (7314,001) | (7314,001)
Flynn | K | 23794 | 170 | YES | CC | NG | FO2 | 969.2605 |  | Y | Richard M Flynn (Holtsville) | 7314 | 001 | NA2 | 56 | Pipeline Natural Gas | 40.8158 | -73.064 | (7314,001) | (7314,001)
Glenwood GT 01 | K | 23712 | 16 |  | GT | FO2 |  | 0.007 |  |  | Glenwood Landing Energy Center | 7869 | UGT011 | GT1 | 16 | Diesel Oil | 40.8275 | -73.6478 | (7869,UGT011) | (7869,UGT011)
Glenwood GT 04 | K | 24219 | 53 | YES | GT | NG | FO2 | 57.8505 |  |  | Glenwood Landing Energy Center | 7869 | UGT012 | GT4 | 45 | Pipeline Natural Gas | 40.8275 | -73.6478 | (7869,UGT012) | (7869,UGT012)
Glenwood GT 05 | K | 24220 | 53 | YES | GT | NG | FO2 | 42.8418 |  |  | Glenwood Landing Energy Center | 7869 | UGT013 | GT5 | 45 | Pipeline Natural Gas | 40.8275 | -73.6478 | (7869,UGT013) | (7869,UGT013)
Vernon Blvd 2 | J | 24162 | 47 |  | GT | NG |  | 30.0226 |  |  | Vernon Boulevard | 7909 | VB01 | VB01 | 47 | Pipeline Natural Gas | 40.7537 | -73.9508 | (7909,VB01) | (7909,VB01)
Vernon Blvd 3 | J | 24163 | 47 |  | GT | NG |  | 21.4235 |  |  | Vernon Boulevard | 7909 | VB02 | VB02 | 47 | Pipeline Natural Gas | 40.7537 | -73.9508 | (7909,VB02) | (7909,VB02)
Gowanus 5 | J | 24156 | 47 |  | GT | NG |  | 52.1734 |  |  | 23rd and 3rd | 7910 | 2301 | 1 | 47 | Pipeline Natural Gas | 40.6631 | -74 | (7910,2301) | (7910,2301)
Gowanus 6 | J | 24157 | 47 |  | GT | NG |  | 37.5961 |  |  | 23rd and 3rd | 7910 | 2302 | 2 | 47 | Pipeline Natural Gas | 40.6631 | -74 | (7910,2302) | (7910,2302)
Brentwood | K | 24164 | 47 |  | GT | NG |  | 50.2106 |  |  | Brentwood | 7912 | BW01 | 1 | 47 | Pipeline Natural Gas | 40.7871 | -73.2934 | (7912,BW01) | (7912,BW01)
Hellgate 1 | J | 24158 | 47 |  | GT | NG |  | 16.1558 |  |  | Hell Gate | 7913 | HG01 | HG01 | 47 | Pipeline Natural Gas | 40.799 | -73.9094 | (7913,HG01) | (7913,HG01)
Hellgate 2 | J | 24159 | 47 |  | GT | NG |  | 12.6929 |  |  | Hell Gate | 7913 | HG02 | HG02 | 47 | Pipeline Natural Gas | 40.799 | -73.9094 | (7913,HG02) | (7913,HG02)
Harlem River 1 | J | 24160 | 47 |  | GT | NG |  | 12.6991 |  |  | Harlem River Yard | 7914 | HR01 | HR01 | 47 | Pipeline Natural Gas | 40.7991 | -73.9156 | (7914,HR01) | (7914,HR01)
Harlem River 2 | J | 24161 | 47 |  | GT | NG |  | 10.8669 |  |  | Harlem River Yard | 7914 | HR02 | HR02 | 47 | Pipeline Natural Gas | 40.7991 | -73.9156 | (7914,HR02) | (7914,HR02)
Kent | J | 24152 | 47 |  | GT | NG |  | 39.0202 |  |  | North 1st | 7915 | NO1 | N01 | 47 | Pipeline Natural Gas | 40.7171 | -73.9664 | (7915,NO1) | (7915,NO1)
Roseton 1 | G | 23587 | 621 | YES | ST | FO6 | NG | 113.787 |  |  | Roseton Generating LLC | 8006 | 1 | 1 | 621 | Residual Oil | 41.5738 | -73.9663 | (8006,1) | (8006,1)
Roseton 2 | G | 23588 | 621 | YES | ST | FO6 | NG | 202.586 |  |  | Roseton Generating LLC | 8006 | 2 | 2 | 621 | Residual Oil | 41.5738 | -73.9663 | (8006,2) | (8006,2)
Holtsville 01 | K | 23690 | 56.7 |  | JE | FO2 |  | 0.626 |  | Y | Holtsville Facility | 8007 | U00001 | 1 | 56.7 | Diesel Oil | 40.817 | -73.0663 | (8007,U00001) | (8007,U00001)
Holtsville 01 | K | 23690 | 56.7 |  | JE | FO2 |  | 0.626 |  | Y | Holtsville Facility | 8007 | U00002 | 1 | 56.7 | Diesel Oil | 40.817 | -73.0663 | (8007,U00002) | (8007,U00002)
Holtsville 02 | K | 23691 | 56.7 |  | JE | FO2 |  | 0.363 |  | Y | Holtsville Facility | 8007 | U00003 | 2 | 56.7 | Diesel Oil | 40.817 | -73.0663 | (8007,U00003) | (8007,U00003)
Holtsville 02 | K | 23691 | 56.7 |  | JE | FO2 |  | 0.363 |  | Y | Holtsville Facility | 8007 | U00004 | 2 | 56.7 | Diesel Oil | 40.817 | -73.0663 | (8007,U00004) | (8007,U00004)
Holtsville 03 | K | 23692 | 56.7 |  | JE | FO2 |  | 0.97 |  | Y | Holtsville Facility | 8007 | U00005 | 3 | 56.7 | Diesel Oil | 40.817 | -73.0663 | (8007,U00005) | (8007,U00005)
Holtsville 03 | K | 23692 | 56.7 |  | JE | FO2 |  | 0.97 |  | Y | Holtsville Facility | 8007 | U00006 | 3 | 56.7 | Diesel Oil | 40.817 | -73.0663 | (8007,U00006) | (8007,U00006)
Holtsville 04 | K | 23693 | 56.7 |  | JE | FO2 |  | 2.433 |  | Y | Holtsville Facility | 8007 | U00007 | 4 | 56.7 | Diesel Oil | 40.817 | -73.0663 | (8007,U00007) | (8007,U00007)
Holtsville 04 | K | 23693 | 56.7 |  | JE | FO2 |  | 2.433 |  | Y | Holtsville Facility | 8007 | U00008 | 4 | 56.7 | Diesel Oil | 40.817 | -73.0663 | (8007,U00008) | (8007,U00008)
Holtsville 05 | K | 23694 | 56.7 |  | JE | FO2 |  | 0.423 |  | Y | Holtsville Facility | 8007 | U00009 | 5 | 56.7 | Diesel Oil | 40.817 | -73.0663 | (8007,U00009) | (8007,U00009)
Holtsville 05 | K | 23694 | 56.7 |  | JE | FO2 |  | 0.423 |  | Y | Holtsville Facility | 8007 | U00010 | 5 | 56.7 | Diesel Oil | 40.817 | -73.0663 | (8007,U00010) | (8007,U00010)
Holtsville 06 | K | 23695 | 56.7 |  | JE | FO2 |  | 3.008 |  | Y | Holtsville Facility | 8007 | U00011 | 6 | 56.7 | Diesel Oil | 40.817 | -73.0663 | (8007,U00011) | (8007,U00011)
Holtsville 06 | K | 23695 | 56.7 |  | JE | FO2 |  | 3.008 |  | Y | Holtsville Facility | 8007 | U00012 | 6 | 56.7 | Diesel Oil | 40.817 | -73.0663 | (8007,U00012) | (8007,U00012)
Holtsville 07 | K | 23696 | 56.7 |  | JE | FO2 |  | 0.796 |  | Y | Holtsville Facility | 8007 | U00013 | 7 | 56.7 | Diesel Oil | 40.817 | -73.0663 | (8007,U00013) | (8007,U00013)
Holtsville 07 | K | 23696 | 56.7 |  | JE | FO2 |  | 0.796 |  | Y | Holtsville Facility | 8007 | U00014 | 7 | 56.7 | Diesel Oil | 40.817 | -73.0663 | (8007,U00014) | (8007,U00014)
Holtsville 08 | K | 23697 | 56.7 |  | JE | FO2 |  | 1.21 |  | Y | Holtsville Facility | 8007 | U00015 | 8 | 56.7 | Diesel Oil | 40.817 | -73.0663 | (8007,U00015) | (8007,U00015)
Holtsville 08 | K | 23697 | 56.7 |  | JE | FO2 |  | 1.21 |  | Y | Holtsville Facility | 8007 | U00016 | 8 | 56.7 | Diesel Oil | 40.817 | -73.0663 | (8007,U00016) | (8007,U00016)
Holtsville 09 | K | 23698 | 56.7 |  | JE | FO2 |  | 0.867 |  | Y | Holtsville Facility | 8007 | U00017 | 9 | 56.7 | Diesel Oil | 40.817 | -73.0663 | (8007,U00017) | (8007,U00017)
Holtsville 09 | K | 23698 | 56.7 |  | JE | FO2 |  | 0.867 |  | Y | Holtsville Facility | 8007 | U00018 | 9 | 56.7 | Diesel Oil | 40.817 | -73.0663 | (8007,U00018) | (8007,U00018)
Holtsville 10 | K | 23699 | 56.7 |  | JE | FO2 |  | 2.594 |  | Y | Holtsville Facility | 8007 | U00019 | 10 | 56.7 | Diesel Oil | 40.817 | -73.0663 | (8007,U00019) | (8007,U00019)
Holtsville 10 | K | 23699 | 56.7 |  | JE | FO2 |  | 2.594 |  | Y | Holtsville Facility | 8007 | U00020 | 10 | 56.7 | Diesel Oil | 40.817 | -73.0663 | (8007,U00020) | (8007,U00020)
Pouch | J | 24155 | 47 |  | GT | NG |  | 45.923 |  |  | Pouch Terminal | 8053 | PT01 | PT01 | 47 | Pipeline Natural Gas | 40.6182 | -74.0685 | (8053,PT01) | (8053,PT01)
Astoria 2 | J | 24149 | 180 |  | ST | NG |  | 4.122 |  |  | Astoria Generating Station | 8906 | 20 | 2 | 200 | Pipeline Natural Gas | 40.7877 | -73.9126 | (8906,20) | (8906,20)
Astoria 3 | J | 23516 | 376 | YES | ST | FO6 | NG | 274.8317 |  | Y | Astoria Generating Station | 8906 | 31RH | 3 | 376.2 | Pipeline Natural Gas | 40.7877 | -73.9126 | (8906,31RH) | (8906,31RH)
Astoria 3 | J | 23516 | 376 | YES | ST | FO6 | NG | 274.8317 |  | Y | Astoria Generating Station | 8906 | 32SH | 3 | 376.2 | Pipeline Natural Gas | 40.7877 | -73.9126 | (8906,32SH) | (8906,32SH)
Astoria 5 | J | 23518 | 387 | YES | ST | FO6 | NG | 500.7052 |  | Y | Astoria Generating Station | 8906 | 51RH | ST5 | 387.2 | Pipeline Natural Gas | 40.7877 | -73.9126 | (8906,51RH) | (8906,51RH)
Astoria 5 | J | 23518 | 387 | YES | ST | FO6 | NG | 500.7052 |  | Y | Astoria Generating Station | 8906 | 52SH | ST5 | 387.2 | Pipeline Natural Gas | 40.7877 | -73.9126 | (8906,52SH) | (8906,52SH)
Astoria GT 01 | J | 23523 | 16 |  | GT | NG |  | 0.71135 |  |  | Astoria Generating Station | 8906 | CT0001 | 1 | 15 | Pipeline Natural Gas |  |  | (8906,CT0001) | (8906,CT0001)
Castleton Energy Center | F | 23900 | 72 | YES | CC | NG | FO2 | 158.1116 | Combine | Y | Castleton Power, LLC | 10190 | 1 | GEN1 | 47 | Pipeline Natural Gas | 42.5375 | -73.7433 | (10190,1) | (10190,1)
Castleton Energy Center | F | 23900 | 72 | YES | CC | NG | FO2 | 158.1116 |  | Y | Castleton Power, LLC | 10190 | 1 | GEN2 | 25 | Pipeline Natural Gas | 42.5375 | -73.7433 | (10190,1) | (10190,1)
Fort Drum | E | 23780 | 55.5 |  | ST | WD | FO2 | 190.654 |  | Y | Black River Generation, LLC | 10464 | E0001 | GEN1 | 55.5 | Wood | 44.0365 | -75.772 | (10464,E0001) | (10464,E0001)
Fort Drum | E | 23780 | 55.5 |  | ST | WD | FO2 | 190.654 |  | Y | Black River Generation, LLC | 10464 | E0002 | GEN1 | 55.5 | Wood | 44.0365 | -75.772 | (10464,E0002) | (10464,E0002)
Fort Drum | E | 23780 | 55.5 |  | ST | WD | FO2 | 190.654 |  | Y | Black River Generation, LLC | 10464 | E0003 | GEN1 | 55.5 | Wood | 44.0365 | -75.772 | (10464,E0003) | (10464,E0003)
Beaver Falls | E | 23983 | 107.8 | YES | CC | NG | FO2 | 5.7143 |  | Y | Beaver Falls, LLC | 10617 | 1 | GEN1 | 65.5 | Pipeline Natural Gas | 43.8861 | -75.4342 | (10617,1) | (10617,1)
Beaver Falls | E | 23983 | 107.8 | YES | CC | NG | FO2 | 5.7143 |  | Y | Beaver Falls, LLC | 10617 | 1 | GEN2 | 42.3 | Pipeline Natural Gas | 43.8861 | -75.4342 | (10617,1) | (10617,1)
Allegany | B | 23514 | 67 |  | CC | NG |  | 33.141 |  | Y | Allegany Station No. 133 | 10619 | 00001 | 1 | 42 | Pipeline Natural Gas | 42.5027 | -78.0686 | (10619,00001) | (10619,00001)
Allegany | B | 23514 | 67 |  | CC | NG |  | 33.141 |  | Y | Allegany Station No. 133 | 10619 | 00001 | 2 | 25 | Pipeline Natural Gas | 42.5027 | -78.0686 | (10619,00001) | (10619,00001)
Carthage Energy | E | 23857 | 62.9 | YES | CC | NG | FO2 | 4.9009 |  | Y | Carthage Energy | 10620 | 1 | GEN1 | 41 | Pipeline Natural Gas | 43.9842 | -75.6225 | (10620,1) | (10620,1)
Carthage Energy | E | 23857 | 62.9 | YES | CC | NG | FO2 | 4.9009 |  | Y | Carthage Energy | 10620 | 1 | GEN2 | 22 | Pipeline Natural Gas | 43.9842 | -75.6225 | (10620,1) | (10620,1)
Syracuse | C | 23985 | 102.7 | YES | CC | NG | FO2 | 20.5675 |  | Y | Syracuse, LLC | 10621 | 1 | GEN1 | 65.5 | Pipeline Natural Gas | 43.0664 | -76.2144 | (10621,1) | (10621,1)
Syracuse | C | 23985 | 102.7 | YES | CC | NG | FO2 | 20.5675 |  | Y | Syracuse, LLC | 10621 | 1 | GEN2 | 37.2 | Pipeline Natural Gas | 43.0664 | -76.2144 | (10621,1) | (10621,1)
Selkirk-I | F | 23801 | 107.2 | YES | CC | NG | FO2 | 28.666 |  | Y | Selkirk Cogen Partners | 10725 | CTG101 | GEN1 | 95.2 | Pipeline Natural Gas | 42.5744 | -73.8592 | (10725,CTG101) | (10725,CTG101)
Selkirk-I | F | 23801 | 107.2 | YES | CC | NG | FO2 | 28.666 |  | Y | Selkirk Cogen Partners | 10725 | CTG101 | GEN2 | 12 | Pipeline Natural Gas | 42.5744 | -73.8592 | (10725,CTG101) | (10725,CTG101)
Selkirk-II | F | 23799 | 338.8 | YES | CC | NG | FO2 | 200.4382 |  | Y | Selkirk Cogen Partners | 10725 | CTG201 | GEN3 | 95.2 | Pipeline Natural Gas | 42.5744 | -73.8592 | (10725,CTG201) | (10725,CTG201)
Selkirk-II | F | 23799 | 338.8 | YES | CC | NG | FO2 | 200.4382 |  | Y | Selkirk Cogen Partners | 10725 | CTG201 | GEN5 | 148.4 | Pipeline Natural Gas | 42.5744 | -73.8592 | (10725,CTG201) | (10725,CTG201)
Selkirk-II | F | 23799 | 338.8 | YES | CC | NG | FO2 | 200.4382 |  | Y | Selkirk Cogen Partners | 10725 | CTG301 | GEN4 | 95.5 | Pipeline Natural Gas | 42.5744 | -73.8592 | (10725,CTG301) | (10725,CTG301)
Selkirk-II | F | 23799 | 338.8 | YES | CC | NG | FO2 | 200.4382 |  | Y | Selkirk Cogen Partners | 10725 | CTG301 | GEN5 | 148.4 | Pipeline Natural Gas | 42.5744 | -73.8592 | (10725,CTG301) | (10725,CTG301)
Linden Cogen | J | 23786 | 800 | YES | CC | NG | BUT | 3967.9671 | NJ | Y | Linden Cogeneration Facility | 50006 | 004001 | GTG6 | 172 | Pipeline Natural Gas | 40.6322 | -74.2156 | (50006,004001) | (50006,004001)
Linden Cogen | J | 23786 | 800 | YES | CC | NG | BUT | 3967.9671 | NJ | Y | Linden Cogeneration Facility | 50006 | 004001 | STG1 | 95.2 | Pipeline Natural Gas | 40.6322 | -74.2156 | (50006,004001) | (50006,004001)
Linden Cogen | J | 23786 | 800 | YES | CC | NG | BUT | 3967.9671 | NJ | Y | Linden Cogeneration Facility | 50006 | 004001 | STG2 | 95.2 | Pipeline Natural Gas | 40.6322 | -74.2156 | (50006,004001) | (50006,004001)
Linden Cogen | J | 23786 | 800 | YES | CC | NG | BUT | 3967.9671 | NJ | Y | Linden Cogeneration Facility | 50006 | 004001 | STG3 | 95.2 | Pipeline Natural Gas | 40.6322 | -74.2156 | (50006,004001) | (50006,004001)
Linden Cogen | J | 23786 | 800 | YES | CC | NG | BUT | 3967.9671 | NJ | Y | Linden Cogeneration Facility | 50006 | 005001 | GTG1 | 88 | Pipeline Natural Gas | 40.6322 | -74.2156 | (50006,005001) | (50006,005001)
Linden Cogen | J | 23786 | 800 | YES | CC | NG | BUT | 3967.9671 | NJ | Y | Linden Cogeneration Facility | 50006 | 005001 | STG1 | 95.2 | Pipeline Natural Gas | 40.6322 | -74.2156 | (50006,005001) | (50006,005001)
Linden Cogen | J | 23786 | 800 | YES | CC | NG | BUT | 3967.9671 | NJ | Y | Linden Cogeneration Facility | 50006 | 005001 | STG2 | 95.2 | Pipeline Natural Gas | 40.6322 | -74.2156 | (50006,005001) | (50006,005001)
Linden Cogen | J | 23786 | 800 | YES | CC | NG | BUT | 3967.9671 | NJ | Y | Linden Cogeneration Facility | 50006 | 005001 | STG3 | 95.2 | Pipeline Natural Gas | 40.6322 | -74.2156 | (50006,005001) | (50006,005001)
Linden Cogen | J | 23786 | 800 | YES | CC | NG | BUT | 3967.9671 | NJ | Y | Linden Cogeneration Facility | 50006 | 006001 | GTG2 | 88 | Pipeline Natural Gas | 40.6322 | -74.2156 | (50006,006001) | (50006,006001)
Linden Cogen | J | 23786 | 800 | YES | CC | NG | BUT | 3967.9671 | NJ | Y | Linden Cogeneration Facility | 50006 | 006001 | STG1 | 95.2 | Pipeline Natural Gas | 40.6322 | -74.2156 | (50006,006001) | (50006,006001)
Linden Cogen | J | 23786 | 800 | YES | CC | NG | BUT | 3967.9671 | NJ | Y | Linden Cogeneration Facility | 50006 | 006001 | STG2 | 95.2 | Pipeline Natural Gas | 40.6322 | -74.2156 | (50006,006001) | (50006,006001)
Linden Cogen | J | 23786 | 800 | YES | CC | NG | BUT | 3967.9671 | NJ | Y | Linden Cogeneration Facility | 50006 | 006001 | STG3 | 95.2 | Pipeline Natural Gas | 40.6322 | -74.2156 | (50006,006001) | (50006,006001)
Linden Cogen | J | 23786 | 800 | YES | CC | NG | BUT | 3967.9671 | NJ | Y | Linden Cogeneration Facility | 50006 | 007001 | GTG3 | 88 | Pipeline Natural Gas | 40.6322 | -74.2156 | (50006,007001) | (50006,007001)
Linden Cogen | J | 23786 | 800 | YES | CC | NG | BUT | 3967.9671 | NJ | Y | Linden Cogeneration Facility | 50006 | 007001 | STG1 | 95.2 | Pipeline Natural Gas | 40.6322 | -74.2156 | (50006,007001) | (50006,007001)
Linden Cogen | J | 23786 | 800 | YES | CC | NG | BUT | 3967.9671 | NJ | Y | Linden Cogeneration Facility | 50006 | 007001 | STG2 | 95.2 | Pipeline Natural Gas | 40.6322 | -74.2156 | (50006,007001) | (50006,007001)
Linden Cogen | J | 23786 | 800 | YES | CC | NG | BUT | 3967.9671 | NJ | Y | Linden Cogeneration Facility | 50006 | 007001 | STG3 | 95.2 | Pipeline Natural Gas | 40.6322 | -74.2156 | (50006,007001) | (50006,007001)
Linden Cogen | J | 23786 | 800 | YES | CC | NG | BUT | 3967.9671 | NJ | Y | Linden Cogeneration Facility | 50006 | 008001 | GTG4 | 88 | Pipeline Natural Gas | 40.6322 | -74.2156 | (50006,008001) | (50006,008001)
Linden Cogen | J | 23786 | 800 | YES | CC | NG | BUT | 3967.9671 | NJ | Y | Linden Cogeneration Facility | 50006 | 008001 | STG1 | 95.2 | Pipeline Natural Gas | 40.6322 | -74.2156 | (50006,008001) | (50006,008001)
Linden Cogen | J | 23786 | 800 | YES | CC | NG | BUT | 3967.9671 | NJ | Y | Linden Cogeneration Facility | 50006 | 008001 | STG2 | 95.2 | Pipeline Natural Gas | 40.6322 | -74.2156 | (50006,008001) | (50006,008001)
Linden Cogen | J | 23786 | 800 | YES | CC | NG | BUT | 3967.9671 | NJ | Y | Linden Cogeneration Facility | 50006 | 008001 | STG3 | 95.2 | Pipeline Natural Gas | 40.6322 | -74.2156 | (50006,008001) | (50006,008001)
Linden Cogen | J | 23786 | 800 | YES | CC | NG | BUT | 3967.9671 | NJ | Y | Linden Cogeneration Facility | 50006 | 009001 | GTG5 | 88 | Pipeline Natural Gas | 40.6322 | -74.2156 | (50006,009001) | (50006,009001)
Linden Cogen | J | 23786 | 800 | YES | CC | NG | BUT | 3967.9671 | NJ | Y | Linden Cogeneration Facility | 50006 | 009001 | STG1 | 95.2 | Pipeline Natural Gas | 40.6322 | -74.2156 | (50006,009001) | (50006,009001)
Linden Cogen | J | 23786 | 800 | YES | CC | NG | BUT | 3967.9671 | NJ | Y | Linden Cogeneration Facility | 50006 | 009001 | STG2 | 95.2 | Pipeline Natural Gas | 40.6322 | -74.2156 | (50006,009001) | (50006,009001)
Linden Cogen | J | 23786 | 800 | YES | CC | NG | BUT | 3967.9671 | NJ | Y | Linden Cogeneration Facility | 50006 | 009001 | STG3 | 95.2 | Pipeline Natural Gas | 40.6322 | -74.2156 | (50006,009001) | (50006,009001)
Bethpage | K | 23823 | 83.6 |  | CC | NG |  | 291.864 |  | Y | Bethpage Energy Center | 50292 | GT1 | GEN1 | 33.7 | Pipeline Natural Gas | 40.7469 | -73.4994 | (50292,GT1) | (50292,GT1)
Bethpage | K | 23823 | 83.6 |  | CC | NG |  | 291.864 |  | Y | Bethpage Energy Center | 50292 | GT1 | GEN3 | 16.2 | Pipeline Natural Gas | 40.7469 | -73.4994 | (50292,GT1) | (50292,GT1)
Bethpage | K | 23823 | 83.6 |  | CC | NG |  | 291.864 |  | Y | Bethpage Energy Center | 50292 | GT2 | GEN2 | 33.7 | Pipeline Natural Gas | 40.7469 | -73.4994 | (50292,GT2) | (50292,GT2)
Bethpage | K | 23823 | 83.6 |  | CC | NG |  | 291.864 |  | Y | Bethpage Energy Center | 50292 | GT2 | GEN3 | 16.2 | Pipeline Natural Gas | 40.7469 | -73.4994 | (50292,GT2) | (50292,GT2)
Bethpage GT4 | K | 323586 | 60 |  | GT | NG |  | 144.609 |  |  | Bethpage Energy Center | 50292 | GT3 | GEN5 | 60 | Pipeline Natural Gas | 40.7469 | -73.4994 | (50292,GT3) | (50292,GT3)
Bethpage 3 | K | 323564 | 96 |  | CC | NG |  | 169.123 |  | Y | Bethpage Energy Center | 50292 | GT4 | GEN6 | 60 | Pipeline Natural Gas | 40.7469 | -73.4994 | (50292,GT4) | (50292,GT4)
Bethpage 3 | K | 323564 | 96 |  | CC | NG |  | 169.123 |  | Y | Bethpage Energy Center | 50292 | GT4 | GEN7 | 36 | Pipeline Natural Gas | 40.7469 | -73.4994 | (50292,GT4) | (50292,GT4)
Indeck-Silver Springs | C | 23768 | 56.6 | YES | CC | NG | FO2 | 54.5746 |  | Y | Indeck-Silver Springs Energy Center | 50449 | 1 | GEN1 | 39.4 | Pipeline Natural Gas | 42.6544 | -78.0772 | (50449,1) | (50449,1)
Indeck-Silver Springs | C | 23768 | 56.6 | YES | CC | NG | FO2 | 54.5746 |  | Y | Indeck-Silver Springs Energy Center | 50449 | 1 | GEN2 | 17.3 | Pipeline Natural Gas | 42.6544 | -78.0772 | (50449,1) | (50449,1)
Indeck-Oswego | C | 23783 | 57.4 | YES | CC | NG | FO2 | 55.8175 |  | Y | Indeck-Oswego Energy Center | 50450 | 1 | GEN1 | 41.3 | Pipeline Natural Gas | 43.4717 | -76.4935 | (50450,1) | (50450,1)
Indeck-Oswego | C | 23783 | 57.4 | YES | CC | NG | FO2 | 55.8175 |  | Y | Indeck-Oswego Energy Center | 50450 | 1 | GEN2 | 16.3 | Pipeline Natural Gas | 43.4717 | -76.4935 | (50450,1) | (50450,1)
Indeck-Yerkes | A | 23781 | 59.9 | YES | CC | NG | FO2 | 48.7513 |  | Y | Indeck-Yerkes Energy Center | 50451 | 1 | GEN1 | 40.7 | Pipeline Natural Gas | 42.9671 | -78.9182 | (50451,1) | (50451,1)
Indeck-Yerkes | A | 23781 | 59.9 | YES | CC | NG | FO2 | 48.7513 |  | Y | Indeck-Yerkes Energy Center | 50451 | 1 | GEN2 | 19.4 | Pipeline Natural Gas | 42.9671 | -78.9182 | (50451,1) | (50451,1)
Indeck-Corinth | F | 23802 | 147 | YES | CC | NG | FO2 | 665.264 |  | Y | Indeck-Corinth Energy Center | 50458 | 1 | GEN1 | 92 | Pipeline Natural Gas | 43.25 | -73.8125 | (50458,1) | (50458,1)
Indeck-Corinth | F | 23802 | 147 | YES | CC | NG | FO2 | 665.264 |  | Y | Indeck-Corinth Energy Center | 50458 | 1 | GEN2 | 55 | Pipeline Natural Gas | 43.25 | -73.8125 | (50458,1) | (50458,1)
American Ref-Fuel 1 | A | 24010 | 25 |  | ST | REF |  | 216.048 | ( G ) | Y | Covanta Niagara | 50472 | R1B01 | GEN1 | 25 | Natural Gas | 43.0839 | -79.0056 | (50472,R1B01) | (50472,R1B01)
American Ref-Fuel 1 | A | 24010 | 25 |  | ST | REF |  | 216.048 | ( G ) | Y | Covanta Niagara | 50472 | R1B01 | GEN2 | 25 | Natural Gas | 43.0839 | -79.0056 | (50472,R1B01) | (50472,R1B01)
American Ref-Fuel 2 | A | 24010 | 25 |  | ST | REF |  |  |  | Y | Covanta Niagara | 50472 | R1B02 | GEN1 | 25 | Pipeline Natural Gas | 43.0839 | -79.0056 | (50472,R1B02) | (50472,R1B02)
American Ref-Fuel 2 | A | 24010 | 25 |  | ST | REF |  |  |  | Y | Covanta Niagara | 50472 | R1B02 | GEN2 | 25 | Pipeline Natural Gas | 43.0839 | -79.0056 | (50472,R1B02) | (50472,R1B02)
Sterling | E | 23777 | 65.3 |  | CC | NG |  | 12.9431 |  | Y | Sterling Power Plant | 50744 | 00001 | GEN1 | 47.7 | Pipeline Natural Gas | 43.0803 | -75.601 | (50744,00001) | (50744,00001)
Sterling | E | 23777 | 65.3 |  | CC | NG |  | 12.9431 |  | Y | Sterling Power Plant | 50744 | 00001 | GEN2 | 16.5 | Pipeline Natural Gas | 43.0803 | -75.601 | (50744,00001) | (50744,00001)
Carr St.-E. Syr | C | 24060 | 122.6 | YES | CC | NG | FO2 | 85.9993 |  | Y | Carr Street Generating Station | 50978 | A | GEN1 | 48.8 | Pipeline Natural Gas | 43.0613 | -76.0824 | (50978,A) | (50978,A)
Carr St.-E. Syr | C | 24060 | 122.6 | YES | CC | NG | FO2 | 85.9993 |  | Y | Carr Street Generating Station | 50978 | A | GEN3 | 27.8 | Pipeline Natural Gas | 43.0613 | -76.0824 | (50978,A) | (50978,A)
Carr St.-E. Syr | C | 24060 | 122.6 | YES | CC | NG | FO2 | 85.9993 |  | Y | Carr Street Generating Station | 50978 | B | GEN2 | 48.8 | Pipeline Natural Gas | 43.0613 | -76.0824 | (50978,B) | (50978,B)
Carr St.-E. Syr | C | 24060 | 122.6 | YES | CC | NG | FO2 | 85.9993 |  | Y | Carr Street Generating Station | 50978 | B | GEN3 | 27.8 | Pipeline Natural Gas | 43.0613 | -76.0824 | (50978,B) | (50978,B)
Nassau Energy Corp. | K | 323695 | 55 | YES | CC | NG | FO2 | 334.213 |  | Y | Nassau Energy Corporation | 52056 | 00004 | GT1 | 44 | Pipeline Natural Gas | 40.7264 | -73.5892 | (52056,00004) | (52056,00004)
Nassau Energy Corp. | K | 323695 | 55 | YES | CC | NG | FO2 | 334.213 |  | Y | Nassau Energy Corporation | 52056 | 00004 | ST1 | 12 | Pipeline Natural Gas | 40.7264 | -73.5892 | (52056,00004) | (52056,00004)
Rensselaer | F | 23796 | 96.9 | YES | CC | NG | FO2 | 6.1413 |  | Y | Rensselaer Cogen | 54034 | 1GTDBS | GEN1 | 58 | Pipeline Natural Gas | 42.6253 | -73.75 | (54034,1GTDBS) | (54034,1GTDBS)
Rensselaer | F | 23796 | 96.9 | YES | CC | NG | FO2 | 6.1413 |  | Y | Rensselaer Cogen | 54034 | 1GTDBS | GEN2 | 45.9 | Pipeline Natural Gas | 42.6253 | -73.75 | (54034,1GTDBS) | (54034,1GTDBS)
Lockport | A | 23791 | 221.3 | YES | CC | NG | FO2 | 147.6018 |  | Y | Lockport | 54041 | 011854 | GEN1 | 51 | Pipeline Natural Gas | 43.1619 | -78.745 | (54041,011854) | (54041,011854)
Lockport | A | 23791 | 221.3 | YES | CC | NG | FO2 | 147.6018 |  | Y | Lockport | 54041 | 011854 | GEN4 | 75.3 | Pipeline Natural Gas | 43.1619 | -78.745 | (54041,011854) | (54041,011854)
Lockport | A | 23791 | 221.3 | YES | CC | NG | FO2 | 147.6018 |  | Y | Lockport | 54041 | 011855 | GEN2 | 51 | Pipeline Natural Gas | 43.1619 | -78.745 | (54041,011855) | (54041,011855)
Lockport | A | 23791 | 221.3 | YES | CC | NG | FO2 | 147.6018 |  | Y | Lockport | 54041 | 011855 | GEN4 | 75.3 | Pipeline Natural Gas | 43.1619 | -78.745 | (54041,011855) | (54041,011855)
Lockport | A | 23791 | 221.3 | YES | CC | NG | FO2 | 147.6018 |  | Y | Lockport | 54041 | 011856 | GEN3 | 51 | Pipeline Natural Gas | 43.1619 | -78.745 | (54041,011856) | (54041,011856)
Lockport | A | 23791 | 221.3 | YES | CC | NG | FO2 | 147.6018 |  | Y | Lockport | 54041 | 011856 | GEN4 | 75.3 | Pipeline Natural Gas | 43.1619 | -78.745 | (54041,011856) | (54041,011856)
Indeck-Olean | A | 23982 | 90.6 | YES | CC | NG | FO2 | 83.1057 |  | Y | Indeck-Olean Energy Center | 54076 | 1 | GEN1 | 46 | Pipeline Natural Gas | 42.0859 | -78.4543 | (54076,1) | (54076,1)
Indeck-Olean | A | 23982 | 90.6 | YES | CC | NG | FO2 | 83.1057 |  | Y | Indeck-Olean Energy Center | 54076 | 1 | GEN2 | 44.7 | Pipeline Natural Gas | 42.0859 | -78.4543 | (54076,1) | (54076,1)
KIAC_JFK_GT1 | J | 23816 | 60.6 | YES | CC | NG | FO2 | 578.8973 | ( G ) | Y | KIAC Cogeneration | 54114 | GT1 | GEN1 | 47.1 | Pipeline Natural Gas | 40.6417 | -73.7778 | (54114,GT1) | (54114,GT1)
KIAC_JFK_GT1 | J | 23816 | 60.6 | YES | CC | NG | FO2 | 578.8973 | ( G ) | Y | KIAC Cogeneration | 54114 | GT1 | GEN3 | 27 | Pipeline Natural Gas | 40.6417 | -73.7778 | (54114,GT1) | (54114,GT1)
KIAC_JFK_GT2 | J | 23817 | 60.6 | YES | CC | NG | FO2 |  |  | Y | KIAC Cogeneration | 54114 | GT2 | GEN2 | 47.1 | Pipeline Natural Gas | 40.6417 | -73.7778 | (54114,GT2) | (54114,GT2)
KIAC_JFK_GT2 | J | 23817 | 60.6 | YES | CC | NG | FO2 |  |  | Y | KIAC Cogeneration | 54114 | GT2 | GEN3 | 27 | Pipeline Natural Gas | 40.6417 | -73.7778 | (54114,GT2) | (54114,GT2)
Fortistar - N.Tonawanda | A | 24026 | 68.5 | YES | CC | NG | FO2 | 11.1659 |  | Y | Fortistar North Tonawanda Inc | 54131 | NTCT1 | GEN1 | 38.3 | Pipeline Natural Gas | 43.0483 | -78.8539 | (54131,NTCT1) | (54131,NTCT1)
Fortistar - N.Tonawanda | A | 24026 | 68.5 | YES | CC | NG | FO2 | 11.1659 |  | Y | Fortistar North Tonawanda Inc | 54131 | NTCT1 | GEN2 | 17 | Pipeline Natural Gas | 43.0483 | -78.8539 | (54131,NTCT1) | (54131,NTCT1)
Stony Brook | K | 24151 | 47 | YES | GT | NG | FO2 | 85.9916 | ( 2 ) ( E ) |  | Nissequogue Energy Center | 54149 | 1 | GEN1 | 42 | Pipeline Natural Gas | 40.9168 | -73.1291 | (54149,1) | (54149,1)
Independence | C | 23970 | 1254 |  | CC | NG |  | 4298.002 |  | Y | Independence | 54547 | 1 | 1 | 169.2 | Pipeline Natural Gas | 43.495 | -76.4511 | (54547,1) | (54547,1)
Independence | C | 23970 | 1254 |  | CC | NG |  | 4298.002 |  | Y | Independence | 54547 | 1 | 5 | 204.5 | Pipeline Natural Gas | 43.495 | -76.4511 | (54547,1) | (54547,1)
Independence | C | 23970 | 1254 |  | CC | NG |  | 4298.002 |  | Y | Independence | 54547 | 2 | 2 | 169.2 | Pipeline Natural Gas | 43.495 | -76.4511 | (54547,2) | (54547,2)
Independence | C | 23970 | 1254 |  | CC | NG |  | 4298.002 |  | Y | Independence | 54547 | 2 | 5 | 204.5 | Pipeline Natural Gas | 43.495 | -76.4511 | (54547,2) | (54547,2)
Independence | C | 23970 | 1254 |  | CC | NG |  | 4298.002 |  | Y | Independence | 54547 | 3 | 3 | 169.2 | Pipeline Natural Gas | 43.495 | -76.4511 | (54547,3) | (54547,3)
Independence | C | 23970 | 1254 |  | CC | NG |  | 4298.002 |  | Y | Independence | 54547 | 3 | 6 | 204.5 | Pipeline Natural Gas | 43.495 | -76.4511 | (54547,3) | (54547,3)
Independence | C | 23970 | 1254 |  | CC | NG |  | 4298.002 |  | Y | Independence | 54547 | 4 | 4 | 169.2 | Pipeline Natural Gas | 43.495 | -76.4511 | (54547,4) | (54547,4)
Independence | C | 23970 | 1254 |  | CC | NG |  | 4298.002 |  | Y | Independence | 54547 | 4 | 6 | 204.5 | Pipeline Natural Gas | 43.495 | -76.4511 | (54547,4) | (54547,4)
Saranac Energy | D | 23793 | 285.6 |  | CC | NG |  | 61.02 |  | Y | Saranac Power Partners, LP | 54574 | 00001 | GEN1 | 95.2 | Pipeline Natural Gas | 44.7132 | -73.4557 | (54574,00001) | (54574,00001)
Saranac Energy | D | 23793 | 285.6 |  | CC | NG |  | 61.02 |  | Y | Saranac Power Partners, LP | 54574 | 00001 | GEN3 | 95.2 | Pipeline Natural Gas | 44.7132 | -73.4557 | (54574,00001) | (54574,00001)
Saranac Energy | D | 23793 | 285.6 |  | CC | NG |  | 61.02 |  | Y | Saranac Power Partners, LP | 54574 | 00002 | GEN2 | 95.2 | Pipeline Natural Gas | 44.7132 | -73.4557 | (54574,00002) | (54574,00002)
Saranac Energy | D | 23793 | 285.6 |  | CC | NG |  | 61.02 |  | Y | Saranac Power Partners, LP | 54574 | 00002 | GEN3 | 95.2 | Pipeline Natural Gas | 44.7132 | -73.4557 | (54574,00002) | (54574,00002)
Massena | D | 23902 | 102.1 | YES | CC | NG | FO2 | 4.978 |  | Y | Massena Energy Facility | 54592 | 001 | GEN1 | 66.6 | Pipeline Natural Gas | 44.9503 | -74.8928 | (54592,001) | (54592,001)
Massena | D | 23902 | 102.1 | YES | CC | NG | FO2 | 4.978 |  | Y | Massena Energy Facility | 54592 | 001 | GEN2 | 35.3 | Pipeline Natural Gas | 44.9503 | -74.8928 | (54592,001) | (54592,001)
Batavia | B | 24024 | 67.3 |  | CC | NG |  | 20.2012 |  | Y | Batavia Energy | 54593 | 1 | GEN1 | 47.7 | Pipeline Natural Gas | 42.9828 | -78.1592 | (54593,1) | (54593,1)
Batavia | B | 24024 | 67.3 |  | CC | NG |  | 20.2012 |  | Y | Batavia Energy | 54593 | 1 | GEN2 | 18.6 | Pipeline Natural Gas | 42.9828 | -78.1592 | (54593,1) | (54593,1)
Brooklyn Navy Yard | J | 23515 | 322 | YES | CC | NG | FO2 | 1904.128 | Combine | Y | Brooklyn Navy Yard Cogeneration | 54914 | 1 | 01 | 128 | Pipeline Natural Gas | 40.6994 | -73.9764 | (54914,1) | (54914,1)
Brooklyn Navy Yard | J | 23515 | 322 | YES | CC | NG | FO2 | 1904.128 |  | Y | Brooklyn Navy Yard Cogeneration | 54914 | 1 | 03 | 40.3 | Pipeline Natural Gas | 40.6994 | -73.9764 | (54914,1) | (54914,1)
Brooklyn Navy Yard | J | 23515 | 322 | YES | CC | NG | FO2 | 1904.128 |  | Y | Brooklyn Navy Yard Cogeneration | 54914 | 2 | 02 | 128 | Pipeline Natural Gas | 40.6994 | -73.9764 | (54914,2) | (54914,2)
Brooklyn Navy Yard | J | 23515 | 322 | YES | CC | NG | FO2 | 1904.128 |  | Y | Brooklyn Navy Yard Cogeneration | 54914 | 2 | 04 | 40.3 | Pipeline Natural Gas | 40.6994 | -73.9764 | (54914,2) | (54914,2)
Astoria GT 2-1 | J | 24094 | 46.5 | YES | JE | KER | NG | 3.244 |  | Y | Astoria Gas Turbine Power | 55243 | CT2-1A | 2-1 | 40 | Pipeline Natural Gas | 40.787 | -73.9048 | (55243,CT2-1A) | (55243,CT2-1A)
Astoria GT 2-1 | J | 24094 | 46.5 | YES | JE | KER | NG | 3.244 |  | Y | Astoria Gas Turbine Power | 55243 | CT2-1B | 2-1 | 40 | Pipeline Natural Gas | 40.787 | -73.9048 | (55243,CT2-1B) | (55243,CT2-1B)
Astoria GT 2-2 | J | 24095 | 46.5 | YES | JE | KER | NG | 1.881 |  | Y | Astoria Gas Turbine Power | 55243 | CT2-2A | 2-2 | 40 | Pipeline Natural Gas | 40.787 | -73.9048 | (55243,CT2-2A) | (55243,CT2-2A)
Astoria GT 2-2 | J | 24095 | 46.5 | YES | JE | KER | NG | 1.881 |  | Y | Astoria Gas Turbine Power | 55243 | CT2-2B | 2-2 | 40 | Pipeline Natural Gas | 40.787 | -73.9048 | (55243,CT2-2B) | (55243,CT2-2B)
Astoria GT 2-3 | J | 24096 | 46.5 | YES | JE | KER | NG | 2.989 |  | Y | Astoria Gas Turbine Power | 55243 | CT2-3A | 2-3 | 40 | Pipeline Natural Gas | 40.787 | -73.9048 | (55243,CT2-3A) | (55243,CT2-3A)
Astoria GT 2-3 | J | 24096 | 46.5 | YES | JE | KER | NG | 2.989 |  | Y | Astoria Gas Turbine Power | 55243 | CT2-3B | 2-3 | 40 | Pipeline Natural Gas | 40.787 | -73.9048 | (55243,CT2-3B) | (55243,CT2-3B)
Astoria GT 2-4 | J | 24097 | 46.5 | YES | JE | KER | NG | 2.271 |  | Y | Astoria Gas Turbine Power | 55243 | CT2-4A | 2-4 | 40 | Pipeline Natural Gas | 40.787 | -73.9048 | (55243,CT2-4A) | (55243,CT2-4A)
Astoria GT 2-4 | J | 24097 | 46.5 | YES | JE | KER | NG | 2.271 |  | Y | Astoria Gas Turbine Power | 55243 | CT2-4B | 2-4 | 40 | Pipeline Natural Gas | 40.787 | -73.9048 | (55243,CT2-4B) | (55243,CT2-4B)
Astoria GT 3-1 | J | 24098 | 46.5 | YES | JE | KER | NG | 1.92 |  | Y | Astoria Gas Turbine Power | 55243 | CT3-1A | 3-1 | 40 | Pipeline Natural Gas | 40.787 | -73.9048 | (55243,CT3-1A) | (55243,CT3-1A)
Astoria GT 3-1 | J | 24098 | 46.5 | YES | JE | KER | NG | 1.92 |  | Y | Astoria Gas Turbine Power | 55243 | CT3-1B | 3-1 | 40 | Pipeline Natural Gas | 40.787 | -73.9048 | (55243,CT3-1B) | (55243,CT3-1B)
Astoria GT 3-2 | J | 24099 | 46.5 | YES | JE | KER | NG | 2.849 |  | Y | Astoria Gas Turbine Power | 55243 | CT3-2A | 3-2 | 40 | Pipeline Natural Gas | 40.787 | -73.9048 | (55243,CT3-2A) | (55243,CT3-2A)
Astoria GT 3-2 | J | 24099 | 46.5 | YES | JE | KER | NG | 2.849 |  | Y | Astoria Gas Turbine Power | 55243 | CT3-2B | 3-2 | 40 | Pipeline Natural Gas | 40.787 | -73.9048 | (55243,CT3-2B) | (55243,CT3-2B)
Astoria GT 3-3 | J | 24100 | 46.5 | YES | JE | KER | NG | 2.238 |  | Y | Astoria Gas Turbine Power | 55243 | CT3-3A | 3-3 | 40 | Pipeline Natural Gas | 40.787 | -73.9048 | (55243,CT3-3A) | (55243,CT3-3A)
Astoria GT 3-3 | J | 24100 | 46.5 | YES | JE | KER | NG | 2.238 |  | Y | Astoria Gas Turbine Power | 55243 | CT3-3B | 3-3 | 40 | Pipeline Natural Gas | 40.787 | -73.9048 | (55243,CT3-3B) | (55243,CT3-3B)
Astoria GT 3-4 | J | 24101 | 46.5 | YES | JE | KER | NG | 3.488 |  | Y | Astoria Gas Turbine Power | 55243 | CT3-4A | 3-4 | 40 | Pipeline Natural Gas | 40.787 | -73.9048 | (55243,CT3-4A) | (55243,CT3-4A)
Astoria GT 3-4 | J | 24101 | 46.5 | YES | JE | KER | NG | 3.488 |  | Y | Astoria Gas Turbine Power | 55243 | CT3-4B | 3-4 | 40 | Pipeline Natural Gas | 40.787 | -73.9048 | (55243,CT3-4B) | (55243,CT3-4B)
Astoria GT 4-1 | J | 24102 | 46.5 | YES | JE | KER | NG | 1.582 |  | Y | Astoria Gas Turbine Power | 55243 | CT4-1A | 4-1 | 40 | Pipeline Natural Gas | 40.787 | -73.9048 | (55243,CT4-1A) | (55243,CT4-1A)
Astoria GT 4-1 | J | 24102 | 46.5 | YES | JE | KER | NG | 1.582 |  | Y | Astoria Gas Turbine Power | 55243 | CT4-1B | 4-1 | 40 | Pipeline Natural Gas | 40.787 | -73.9048 | (55243,CT4-1B) | (55243,CT4-1B)
Astoria GT 4-2 | J | 24103 | 46.5 | YES | JE | KER | NG | 1.786 |  | Y | Astoria Gas Turbine Power | 55243 | CT4-2A | 4-2 | 40 | Pipeline Natural Gas | 40.787 | -73.9048 | (55243,CT4-2A) | (55243,CT4-2A)
Astoria GT 4-2 | J | 24103 | 46.5 | YES | JE | KER | NG | 1.786 |  | Y | Astoria Gas Turbine Power | 55243 | CT4-2B | 4-2 | 40 | Pipeline Natural Gas | 40.787 | -73.9048 | (55243,CT4-2B) | (55243,CT4-2B)
Astoria GT 4-3 | J | 24104 | 46.5 | YES | JE | KER | NG | 3.715 |  | Y | Astoria Gas Turbine Power | 55243 | CT4-3A | 4-3 | 40 | Pipeline Natural Gas | 40.787 | -73.9048 | (55243,CT4-3A) | (55243,CT4-3A)
Astoria GT 4-3 | J | 24104 | 46.5 | YES | JE | KER | NG | 3.715 |  | Y | Astoria Gas Turbine Power | 55243 | CT4-3B | 4-3 | 40 | Pipeline Natural Gas | 40.787 | -73.9048 | (55243,CT4-3B) | (55243,CT4-3B)
Astoria GT 4-4 | J | 24105 | 46.5 | YES | JE | KER | NG | 1.497 |  | Y | Astoria Gas Turbine Power | 55243 | CT4-4A | 4-4 | 40 | Pipeline Natural Gas | 40.787 | -73.9048 | (55243,CT4-4A) | (55243,CT4-4A)
Astoria GT 4-4 | J | 24105 | 46.5 | YES | JE | KER | NG | 1.497 |  | Y | Astoria Gas Turbine Power | 55243 | CT4-4B | 4-4 | 40 | Pipeline Natural Gas | 40.787 | -73.9048 | (55243,CT4-4B) | (55243,CT4-4B)
Astoria East Energy - CC1 | J | 323581 | 320 | YES | CC | NG | FO2 | 3251.76 | ( G ) | Y | Astoria Energy | 55375 | CT1 | CT1 | 170 | Pipeline Natural Gas | 40.7825 | -73.8964 | (55375,CT1) | (55375,CT1)
Astoria East Energy - CC1 | J | 323581 | 320 | YES | CC | NG | FO2 | 3251.76 | ( G ) | Y | Astoria Energy | 55375 | CT1 | ST1 | 180 | Pipeline Natural Gas | 40.7825 | -73.8964 | (55375,CT1) | (55375,CT1)
Astoria East Energy - CC2 | J | 323582 | 320 | YES | CC | NG | FO2 |  |  | Y | Astoria Energy | 55375 | CT2 | CT2 | 170 | Pipeline Natural Gas | 40.7825 | -73.8964 | (55375,CT2) | (55375,CT2)
Astoria East Energy - CC2 | J | 323582 | 320 | YES | CC | NG | FO2 |  |  | Y | Astoria Energy | 55375 | CT2 | ST1 | 180 | Pipeline Natural Gas | 40.7825 | -73.8964 | (55375,CT2) | (55375,CT2)
Astoria Energy 2 - CC3 | J | 323677 | 330 | YES | CC | NG | FO2 | 2568.84 | ( G ) | Y | Astoria Energy | 55375 | CT3 | CT3 | 170 | Pipeline Natural Gas | 40.7813 | -73.8966 | (55375,CT3) | (55375,CT3)
Astoria Energy 2 - CC3 | J | 323677 | 330 | YES | CC | NG | FO2 | 2568.84 | ( G ) | Y | Astoria Energy | 55375 | CT3 | ST2 | 180 | Pipeline Natural Gas | 40.7813 | -73.8966 | (55375,CT3) | (55375,CT3)
Astoria Energy 2 - CC4 | J | 323678 | 330 | YES | CC | NG | FO2 |  |  | Y | Astoria Energy | 55375 | CT4 | CT4 | 170 | Pipeline Natural Gas | 40.7813 | -73.8966 | (55375,CT4) | (55375,CT4)
Astoria Energy 2 - CC4 | J | 323678 | 330 | YES | CC | NG | FO2 |  |  | Y | Astoria Energy | 55375 | CT4 | ST2 | 180 | Pipeline Natural Gas | 40.7813 | -73.8966 | (55375,CT4) | (55375,CT4)
Athens 1 | F | 23668 | 441 | YES | CC | NG | FO2 | 1697.8407 |  | Y | Athens Generating Company | 55405 | 1 | CT1 | 300 | Pipeline Natural Gas | 42.2728 | -73.8492 | (55405,1) | (55405,1)
Athens 1 | F | 23668 | 441 | YES | CC | NG | FO2 | 1697.8407 |  | Y | Athens Generating Company | 55405 | 1 | ST1 | 141 | Pipeline Natural Gas | 42.2728 | -73.8492 | (55405,1) | (55405,1)
Athens 2 | F | 23670 | 441 | YES | CC | NG | FO2 | 1045.5593 |  | Y | Athens Generating Company | 55405 | 2 | CT2 | 300 | Pipeline Natural Gas | 42.2728 | -73.8492 | (55405,2) | (55405,2)
Athens 2 | F | 23670 | 441 | YES | CC | NG | FO2 | 1045.5593 |  | Y | Athens Generating Company | 55405 | 2 | ST2 | 141 | Pipeline Natural Gas | 42.2728 | -73.8492 | (55405,2) | (55405,2)
Athens 3 | F | 23677 | 441 | YES | CC | NG | FO2 | 1147.4236 |  | Y | Athens Generating Company | 55405 | 3 | CT3 | 300 | Pipeline Natural Gas | 42.2728 | -73.8492 | (55405,3) | (55405,3)
Athens 3 | F | 23677 | 441 | YES | CC | NG | FO2 | 1147.4236 |  | Y | Athens Generating Company | 55405 | 3 | ST3 | 141 | Pipeline Natural Gas | 42.2728 | -73.8492 | (55405,3) | (55405,3)
Binghamton | C | 23790 | 47.7 | YES | CC | NG | KER | 3.8051 | ( 1 ) ( R ) |  | Binghamton Cogen Plant | 55600 | 1 | 1 | 47 | Pipeline Natural Gas | 42.1072 | -75.9278 | (55600,1) | (55600,1)
Far Rockaway GT1 | K | 24212 | 60.5 |  | JE | NG |  | 99.5747 |  |  | Bayswater Peaking Facility | 55699 | 1 | 1 | 60.5 | Pipeline Natural Gas | 40.6107 | -73.7622 | (55699,1) | (55699,1)
Far Rockaway GT2 | K | 23815 | 60.5 |  | JE | KER |  | 7.3583 |  |  | Bayswater Peaking Facility | 55699 | 2 | 2 | 60.5 | Diesel Oil |  |  | (55699,2) | (55699,2)
Pilgrim GT1 | K | 24216 | 50 |  | GT | NG |  | 37.3226 |  |  | Edgewood Energy | 55786 | CT01 | CT01 | 50 | Pipeline Natural Gas | 40.7861 | -73.2931 | (55786,CT01) | (55786,CT01)
Pilgrim GT2 | K | 24217 | 50 |  | GT | NG |  | 34.8258 |  |  | Edgewood Energy | 55786 | CT02 | CT02 | 50 | Pipeline Natural Gas | 40.7861 | -73.2931 | (55786,CT02) | (55786,CT02)
Shoreham GT3 | K | 24213 | 50 |  | GT | FO2 |  | 2.4531 |  |  | Shoreham Energy | 55787 | CT01 | CT01 | 50 | Diesel Oil | 40.9571 | -72.8659 | (55787,CT01) | (55787,CT01)
Shoreham GT4 | K | 24214 | 50 |  | GT | FO2 |  | 2.0427 |  |  | Shoreham Energy | 55787 | CT02 | CT02 | 50 | Diesel Oil | 40.9571 | -72.8659 | (55787,CT02) | (55787,CT02)
Greenport GT1 | K | 23814 | 54 |  | JE | FO2 |  | 8.8024 |  |  | Hawkeye Energy Greenport, LLC | 55969 | U-01 | U-01 | 54 | Diesel Oil | 41.106 | -72.3762 | (55969,U-01) | (55969,U-01)
Freeport CT 1 | K | 23764 | 60 | YES | GT | NG | FO2 | 85.6943 |  |  | Equus Power I | 56032 | 0001 | 1 | 60 | Pipeline Natural Gas | 40.6439 | -73.5683 | (56032,0001) | (56032,0001)
Pinelawn Power 1 | K | 323563 | 82 | YES | CC | NG | KER | 126.0536 |  | Y | Pinelawn Power | 56188 | 00001 | CTG | 50 | Pipeline Natural Gas | 40.7366 | -73.3884 | (56188,00001) | (56188,00001)
Pinelawn Power 1 | K | 323563 | 82 | YES | CC | NG | KER | 126.0536 |  | Y | Pinelawn Power | 56188 | 00001 | STG | 32 | Pipeline Natural Gas | 40.7366 | -73.3884 | (56188,00001) | (56188,00001)
Astoria CC 1 | J | 323568 | 288 | YES | CC | NG | FO2 | 2242.2893 | ( G ) | Y | Poletti 500 MW CC | 56196 | CTG7A | CA01 | 188 | Pipeline Natural Gas | 40.7889 | -73.9069 | (56196,CTG7A) | (56196,CTG7A)
Astoria CC 1 | J | 323568 | 288 | YES | CC | NG | FO2 | 2242.2893 | ( G ) | Y | Poletti 500 MW CC | 56196 | CTG7A | CT01 | 170 | Pipeline Natural Gas | 40.7889 | -73.9069 | (56196,CTG7A) | (56196,CTG7A)
Astoria CC 2 | J | 323569 | 288 | YES | CC | NG | FO2 |  |  | Y | Poletti 500 MW CC | 56196 | CTG7B | CA01 | 188 | Pipeline Natural Gas | 40.7889 | -73.9069 | (56196,CTG7B) | (56196,CTG7B)
Astoria CC 2 | J | 323569 | 288 | YES | CC | NG | FO2 |  |  | Y | Poletti 500 MW CC | 56196 | CTG7B | CT02 | 170 | Pipeline Natural Gas | 40.7889 | -73.9069 | (56196,CTG7B) | (56196,CTG7B)
Caithness_CC_1 | K | 323624 | 375 | YES | CC | NG | FO2 | 2415.1582 |  | Y | Caithness Long Island Energy Center | 56234 | 0001 | CT01 | 196.2 | Pipeline Natural Gas | 40.8142 | -72.9403 | (56234,0001) | (56234,0001)
Caithness_CC_1 | K | 323624 | 375 | YES | CC | NG | FO2 | 2415.1582 |  | Y | Caithness Long Island Energy Center | 56234 | 0001 | ST01 | 152.7 | Pipeline Natural Gas | 40.8142 | -72.9403 | (56234,0001) | (56234,0001)
EMPIRE_CC_1 | F | 323656 | 335 | YES | CC | NG | FO2 | 1214.946 |  | Y | Empire Generating Co, LLC | 56259 | CT-1 | CT11 | 179 | Pipeline Natural Gas | 42.6252 | -73.75 | (56259,CT-1) | (56259,CT-1)
EMPIRE_CC_1 | F | 323656 | 335 | YES | CC | NG | FO2 | 1214.946 |  | Y | Empire Generating Co, LLC | 56259 | CT-1 | ST13 | 295.7 | Pipeline Natural Gas | 42.6252 | -73.75 | (56259,CT-1) | (56259,CT-1)
EMPIRE_CC_2 | F | 323658 | 335 | YES | CC | NG | FO2 | 1142.365 |  | Y | Empire Generating Co, LLC | 56259 | CT-2 | CT12 | 179 | Pipeline Natural Gas | 42.6252 | -73.75 | (56259,CT-2) | (56259,CT-2)
EMPIRE_CC_2 | F | 323658 | 335 | YES | CC | NG | FO2 | 1142.365 |  | Y | Empire Generating Co, LLC | 56259 | CT-2 | ST13 | 295.7 | Pipeline Natural Gas | 42.6252 | -73.75 | (56259,CT-2) | (56259,CT-2)
Bayonne EC CTG1 | J | 323682 | 64 | YES | JE | NG | KER | 71.088 | NJ |  | Bayonne Energy Center | 56964 | GT1 | GT1 | 64 | Pipeline Natural Gas | 40.6528 | -74.0915 | (56964,GT1) | (56964,GT1)
Bayonne EC CTG2 | J | 323683 | 64 | YES | JE | NG | KER | 81.652 | NJ |  | Bayonne Energy Center | 56964 | GT2 | GT2 | 64 | Pipeline Natural Gas | 40.6528 | -74.0915 | (56964,GT2) | (56964,GT2)
Bayonne EC CTG3 | J | 323684 | 64 | YES | JE | NG | KER | 76.118 | NJ |  | Bayonne Energy Center | 56964 | GT3 | GT3 | 64 | Pipeline Natural Gas | 40.6528 | -74.0915 | (56964,GT3) | (56964,GT3)
Bayonne EC CTG4 | J | 323685 | 64 | YES | JE | NG | KER | 67.921 | NJ |  | Bayonne Energy Center | 56964 | GT4 | GT4 | 64 | Pipeline Natural Gas | 40.6528 | -74.0915 | (56964,GT4) | (56964,GT4)
Bayonne EC CTG5 | J | 323686 | 64 | YES | JE | NG | KER | 89.648 | NJ |  | Bayonne Energy Center | 56964 | GT5 | GT5 | 64 | Pipeline Natural Gas | 40.6528 | -74.0915 | (56964,GT5) | (56964,GT5)
Bayonne EC CTG6 | J | 323687 | 64 | YES | JE | NG | KER | 72.827 | NJ |  | Bayonne Energy Center | 56964 | GT6 | GT6 | 64 | Pipeline Natural Gas | 40.6528 | -74.0915 | (56964,GT6) | (56964,GT6)
Bayonne EC CTG7 | J | 323688 | 64 | YES | JE | NG | KER | 83.817 | NJ |  | Bayonne Energy Center | 56964 | GT7 | GT7 | 64 | Pipeline Natural Gas | 40.6528 | -74.0915 | (56964,GT7) | (56964,GT7)
Bayonne EC CTG8 | J | 323689 | 64 | YES | JE | NG | KER | 82.727 | NJ |  | Bayonne Energy Center | 56964 | GT8 | GT8 | 64 | Pipeline Natural Gas | 40.6528 | -74.0915 | (56964,GT8) | (56964,GT8)

## matched_with_id_filtered
Station Unit | Zone | PTID | Name Plate Rating (MW) | Dual Fuel | Unit Type | Fuel Type Primary | Fuel Type Secondary | 2017 Net Energy (GWh) | Note | Combinned | CAMD_Facility_Name | CAMD_Plant_ID | CAMD_Unit_ID | CAMD_Generator_ID | CAMD_Nameplate_Capacity | CAMD_Fuel_Type | EIA_Latitude | EIA_Longitude | ID | eco_min_ratio_obs | gen_bus
Danskammer 1 | G | 23586 | 72 | YES | ST | NG | FO6 | 0.9304 |  |  | Danskammer Generating Station | 2480 | 1 | 1 | 72 | Pipeline Natural Gas | 41.5712 | -73.975 | (2480,1) | 0.5 | 77
Danskammer 2 | G | 23589 | 73.5 | YES | ST | NG | FO6 | 0.9083 |  |  | Danskammer Generating Station | 2480 | 2 | 2 | 73.5 | Pipeline Natural Gas | 41.5712 | -73.975 | (2480,2) | 0.5 | 77
Danskammer 3 | G | 23590 | 147.1 |  | ST | NG |  | 2.0645 |  |  | Danskammer Generating Station | 2480 | 3 | 3 | 147.1 | Pipeline Natural Gas | 41.5712 | -73.975 | (2480,3) | 0.5 | 77
Danskammer 4 | G | 23591 | 239.4 |  | ST | NG |  | 5.0539 |  |  | Danskammer Generating Station | 2480 | 4 | 4 | 239.4 | Pipeline Natural Gas | 41.5712 | -73.975 | (2480,4) | 0.5 | 77
Arthur Kill ST 2 | J | 23512 | 376.2 |  | ST | NG |  | 563.628 |  |  | Arthur Kill | 2490 | 20 | 2 | 376.2 | Pipeline Natural Gas | 40.5916 | -74.2 | (2490,20) | 0.28 | 82
Arthur Kill ST 3 | J | 23513 | 535.5 |  | ST | NG |  | 263.129 |  |  | Arthur Kill | 2490 | 30 | 3 | 535.5 | Pipeline Natural Gas | 40.5916 | -74.2 | (2490,30) | 0.8 | 82
Arthur Kill GT 1 | J | 23520 | 20 |  | GT | NG |  | 0.36117 |  |  | Arthur Kill | 2490 | CT0001 | GT1 | 16.3 | Pipeline Natural Gas | 40.5916 | -74.2 | (2490,CT0001) | 0.26 | 82
East River 1 | J | 323558 | 185 | YES | CC | NG | KER | 1202.624 |  |  | East River | 2493 | 1 | 1 | 180 | Pipeline Natural Gas | 40.7281 | -73.9742 | (2493,1) | 0.7 | 82
East River 2 | J | 323559 | 185 | YES | CC | NG | KER | 1252.0055 |  |  | East River | 2493 | 2 | 2 | 180 | Pipeline Natural Gas | 40.7281 | -73.9742 | (2493,2) | 0.66 | 82
Gowanus 1-1 | J | 24077 | 20 |  | GT | FO2 |  | 0.1 |  |  | Gowanus Generating Station | 2494 | CT01-1 | GT11 | 20 | Diesel Oil | 40.6635 | -74.0051 | (2494,CT01-1) | 0.32 | 82
Gowanus 1-2 | J | 24078 | 20 |  | GT | FO2 |  | 0.14 |  |  | Gowanus Generating Station | 2494 | CT01-2 | GT12 | 20 | Diesel Oil | 40.6635 | -74.0051 | (2494,CT01-2) | 0.46 | 82
Gowanus 1-3 | J | 24079 | 20 |  | GT | FO2 |  | 0.11 |  |  | Gowanus Generating Station | 2494 | CT01-3 | GT13 | 20 | Diesel Oil | 40.6635 | -74.0051 | (2494,CT01-3) | 0.5 | 82
Gowanus 1-4 | J | 24080 | 20 |  | GT | FO2 |  | 0.09 |  |  | Gowanus Generating Station | 2494 | CT01-4 | GT14 | 20 | Diesel Oil | 40.6635 | -74.0051 | (2494,CT01-4) | 0.5 | 82
Gowanus 1-5 | J | 24084 | 20 |  | GT | FO2 |  | 0.09 |  |  | Gowanus Generating Station | 2494 | CT01-5 | GT15 | 20 | Diesel Oil | 40.6635 | -74.0051 | (2494,CT01-5) | 0.5 | 82
Gowanus 1-6 | J | 24111 | 20 |  | GT | FO2 |  | 0.1 |  |  | Gowanus Generating Station | 2494 | CT01-6 | GT16 | 20 | Diesel Oil | 40.6635 | -74.0051 | (2494,CT01-6) | 0.18 | 82
Gowanus 1-7 | J | 24112 | 20 |  | GT | FO2 |  | 0.1847 |  |  | Gowanus Generating Station | 2494 | CT01-7 | GT17 | 20 | Diesel Oil | 40.6635 | -74.0051 | (2494,CT01-7) | 0.18 | 82
Gowanus 1-8 | J | 24113 | 20 |  | GT | FO2 |  | 0.1 |  |  | Gowanus Generating Station | 2494 | CT01-8 | GT18 | 20 | Diesel Oil | 40.6635 | -74.0051 | (2494,CT01-8) | 0.16 | 82
Gowanus 2-1 | J | 24114 | 20 | YES | GT | FO2 | NG | 0.45 |  |  | Gowanus Generating Station | 2494 | CT02-1 | GT21 | 20 | Diesel Oil | 40.6635 | -74.0051 | (2494,CT02-1) | 0.16 | 82
Gowanus 2-2 | J | 24115 | 20 | YES | GT | FO2 | NG | 0.31 |  |  | Gowanus Generating Station | 2494 | CT02-2 | GT22 | 20 | Diesel Oil | 40.6635 | -74.0051 | (2494,CT02-2) | 0.58 | 82
Gowanus 2-3 | J | 24116 | 20 | YES | GT | FO2 | NG | 0.41 |  |  | Gowanus Generating Station | 2494 | CT02-3 | GT23 | 20 | Diesel Oil | 40.6635 | -74.0051 | (2494,CT02-3) | 0.56 | 82
Gowanus 2-4 | J | 24117 | 20 | YES | GT | FO2 | NG | 0.32 |  |  | Gowanus Generating Station | 2494 | CT02-4 | GT24 | 20 | Diesel Oil | 40.6635 | -74.0051 | (2494,CT02-4) | 0.76 | 82
Gowanus 2-5 | J | 24118 | 20 | YES | GT | FO2 | NG | 0.44 |  |  | Gowanus Generating Station | 2494 | CT02-5 | GT25 | 20 | Diesel Oil | 40.6635 | -74.0051 | (2494,CT02-5) | 0.68 | 82
Gowanus 2-6 | J | 24119 | 20 | YES | GT | FO2 | NG | 0.33 |  |  | Gowanus Generating Station | 2494 | CT02-6 | GT26 | 20 | Diesel Oil | 40.6635 | -74.0051 | (2494,CT02-6) | 0.22 | 82
Gowanus 2-7 | J | 24120 | 20 | YES | GT | FO2 | NG | 0.34 |  |  | Gowanus Generating Station | 2494 | CT02-7 | GT27 | 20 | Diesel Oil | 40.6635 | -74.0051 | (2494,CT02-7) | 0.6 | 82
Gowanus 2-8 | J | 24121 | 20 | YES | GT | FO2 | NG | 0.29 |  |  | Gowanus Generating Station | 2494 | CT02-8 | GT28 | 20 | Diesel Oil | 40.6635 | -74.0051 | (2494,CT02-8) | 0.6 | 82
Gowanus 3-1 | J | 24122 | 20 | YES | GT | FO2 | NG | 0.39 |  |  | Gowanus Generating Station | 2494 | CT03-1 | GT31 | 20 | Diesel Oil | 40.6635 | -74.0051 | (2494,CT03-1) | 0.6 | 82
Gowanus 3-2 | J | 24123 | 20 | YES | GT | FO2 | NG | 0.26 |  |  | Gowanus Generating Station | 2494 | CT03-2 | GT32 | 20 | Diesel Oil | 40.6635 | -74.0051 | (2494,CT03-2) | 0.5 | 82
Gowanus 3-3 | J | 24124 | 20 | YES | GT | FO2 | NG | 0.38 |  |  | Gowanus Generating Station | 2494 | CT03-3 | GT33 | 20 | Diesel Oil | 40.6635 | -74.0051 | (2494,CT03-3) | 0.5 | 82
Gowanus 3-4 | J | 24125 | 20 | YES | GT | FO2 | NG | 0.38 |  |  | Gowanus Generating Station | 2494 | CT03-4 | GT34 | 20 | Diesel Oil | 40.6635 | -74.0051 | (2494,CT03-4) | 0.58 | 82
Gowanus 3-5 | J | 24126 | 20 | YES | GT | FO2 | NG | 0.245 |  |  | Gowanus Generating Station | 2494 | CT03-5 | GT35 | 20 | Diesel Oil | 40.6635 | -74.0051 | (2494,CT03-5) | 0.78 | 82
Gowanus 3-6 | J | 24127 | 20 | YES | GT | FO2 | NG | 0.26 |  |  | Gowanus Generating Station | 2494 | CT03-6 | GT36 | 20 | Diesel Oil | 40.6635 | -74.0051 | (2494,CT03-6) | 0.78 | 82
Gowanus 3-7 | J | 24128 | 20 | YES | GT | FO2 | NG | 0.13 |  |  | Gowanus Generating Station | 2494 | CT03-7 | GT37 | 20 | Diesel Oil | 40.6635 | -74.0051 | (2494,CT03-7) | 0.78 | 82
Gowanus 3-8 | J | 24129 | 20 | YES | GT | FO2 | NG | 0.1 |  |  | Gowanus Generating Station | 2494 | CT03-8 | GT38 | 20 | Diesel Oil | 40.6635 | -74.0051 | (2494,CT03-8) | 0.8 | 82
Gowanus 4-1 | J | 24130 | 20 |  | GT | FO2 |  | 0.16 |  |  | Gowanus Generating Station | 2494 | CT04-1 | GT41 | 20 | Diesel Oil | 40.6635 | -74.0051 | (2494,CT04-1) | 0.8 | 82
Gowanus 4-2 | J | 24131 | 20 |  | GT | FO2 |  | 0.123 |  |  | Gowanus Generating Station | 2494 | CT04-2 | GT42 | 20 | Diesel Oil | 40.6635 | -74.0051 | (2494,CT04-2) | 0.8 | 82
Gowanus 4-3 | J | 24132 | 20 |  | GT | FO2 |  | 0.13 |  |  | Gowanus Generating Station | 2494 | CT04-3 | GT43 | 20 | Diesel Oil | 40.6635 | -74.0051 | (2494,CT04-3) | 0.8 | 82
Gowanus 4-4 | J | 24133 | 20 |  | GT | FO2 |  | 0.11 |  |  | Gowanus Generating Station | 2494 | CT04-4 | GT44 | 20 | Diesel Oil | 40.6635 | -74.0051 | (2494,CT04-4) | 0.8 | 82
Gowanus 4-5 | J | 24134 | 20 |  | GT | FO2 |  | 0.11 |  |  | Gowanus Generating Station | 2494 | CT04-5 | GT45 | 20 | Diesel Oil | 40.6635 | -74.0051 | (2494,CT04-5) | 0.8 | 82
Gowanus 4-6 | J | 24135 | 20 |  | GT | FO2 |  | 0.16102 |  |  | Gowanus Generating Station | 2494 | CT04-6 | GT46 | 20 | Diesel Oil | 40.6635 | -74.0051 | (2494,CT04-6) | 0.8 | 82
Gowanus 4-7 | J | 24136 | 20 |  | GT | FO2 |  | 0.13 |  |  | Gowanus Generating Station | 2494 | CT04-7 | GT47 | 20 | Diesel Oil | 40.6635 | -74.0051 | (2494,CT04-7) | 0.8 | 82
Gowanus 4-8 | J | 24137 | 20 |  | GT | FO2 |  | 0.12 |  |  | Gowanus Generating Station | 2494 | CT04-8 | GT48 | 20 | Diesel Oil | 40.6635 | -74.0051 | (2494,CT04-8) | 0.8 | 82
Hudson Ave 3 | J | 23810 | 16.3 |  | GT | KER |  | 0.9721 |  |  | Hudson Avenue | 2496 | CT0003 | GT3 | 16.3 | Other Oil | 40.7052 | -73.9807 | (2496,CT0003) | 0.8 | 82
Hudson Ave 5 | J | 23657 | 16.3 |  | GT | KER |  | 0.7085 |  |  | Hudson Avenue | 2496 | CT0005 | GT5 | 16.3 | Other Oil | 40.7052 | -73.9807 | (2496,CT0005) | 0.68 | 82
Narrows 1-1 | J | 24228 | 22 | YES | GT | FO2 | NG | 1.88 |  |  | Narrows Generating Station | 2499 | CT01-1 | NT11 | 22 | Pipeline Natural Gas | 40.6486 | -74.0208 | (2499,CT01-1) | 0.24 | 82
Narrows 1-2 | J | 24229 | 22 | YES | GT | FO2 | NG | 1.19 |  |  | Narrows Generating Station | 2499 | CT01-2 | NT12 | 22 | Pipeline Natural Gas | 40.6486 | -74.0208 | (2499,CT01-2) | 0.56 | 82
Narrows 1-3 | J | 24230 | 22 | YES | GT | FO2 | NG | 1.54 |  |  | Narrows Generating Station | 2499 | CT01-3 | NT13 | 22 | Pipeline Natural Gas | 40.6486 | -74.0208 | (2499,CT01-3) | 0.7 | 82
Narrows 1-4 | J | 24231 | 22 | YES | GT | FO2 | NG | 1.45 |  |  | Narrows Generating Station | 2499 | CT01-4 | NT14 | 22 | Pipeline Natural Gas | 40.6486 | -74.0208 | (2499,CT01-4) | 0.6 | 82
Narrows 1-5 | J | 24232 | 22 | YES | GT | FO2 | NG | 1.41 |  |  | Narrows Generating Station | 2499 | CT01-5 | NT15 | 22 | Pipeline Natural Gas | 40.6486 | -74.0208 | (2499,CT01-5) | 0.6 | 82
Narrows 1-6 | J | 24233 | 22 | YES | GT | FO2 | NG | 1.01 |  |  | Narrows Generating Station | 2499 | CT01-6 | NT16 | 22 | Pipeline Natural Gas | 40.6486 | -74.0208 | (2499,CT01-6) | 0.6 | 82
Narrows 1-7 | J | 24234 | 22 | YES | GT | FO2 | NG | 1.147 |  |  | Narrows Generating Station | 2499 | CT01-7 | NT17 | 22 | Pipeline Natural Gas | 40.6486 | -74.0208 | (2499,CT01-7) | 0.54 | 82
Narrows 1-8 | J | 24235 | 22 | YES | GT | FO2 | NG | 1.61 |  |  | Narrows Generating Station | 2499 | CT01-8 | NT18 | 22 | Pipeline Natural Gas | 40.6486 | -74.0208 | (2499,CT01-8) | 0.5 | 82
Narrows 2-1 | J | 24236 | 22 | YES | GT | FO2 | NG | 1.66 |  |  | Narrows Generating Station | 2499 | CT02-1 | NT21 | 22 | Pipeline Natural Gas | 40.6486 | -74.0208 | (2499,CT02-1) | 0.4 | 82
Narrows 2-2 | J | 24237 | 22 | YES | GT | FO2 | NG | 1.16 |  |  | Narrows Generating Station | 2499 | CT02-2 | NT22 | 22 | Pipeline Natural Gas | 40.6486 | -74.0208 | (2499,CT02-2) | 0.7 | 82
Narrows 2-3 | J | 24238 | 22 | YES | GT | FO2 | NG | 1.17 |  |  | Narrows Generating Station | 2499 | CT02-3 | NT23 | 22 | Pipeline Natural Gas | 40.6486 | -74.0208 | (2499,CT02-3) | 0.54 | 82
Narrows 2-4 | J | 24239 | 22 | YES | GT | FO2 | NG | 1.26 |  |  | Narrows Generating Station | 2499 | CT02-4 | NT24 | 22 | Pipeline Natural Gas | 40.6486 | -74.0208 | (2499,CT02-4) | 0.47 | 82
Narrows 2-5 | J | 24240 | 22 | YES | GT | FO2 | NG | 1.31 |  |  | Narrows Generating Station | 2499 | CT02-5 | NT25 | 22 | Pipeline Natural Gas | 40.6486 | -74.0208 | (2499,CT02-5) | 0.47 | 82
Narrows 2-6 | J | 24241 | 22 | YES | GT | FO2 | NG | 2.04 |  |  | Narrows Generating Station | 2499 | CT02-6 | NT26 | 22 | Pipeline Natural Gas | 40.6486 | -74.0208 | (2499,CT02-6) | 0.47 | 82
Narrows 2-7 | J | 24242 | 22 | YES | GT | FO2 | NG | 2.417 |  |  | Narrows Generating Station | 2499 | CT02-7 | NT27 | 22 | Pipeline Natural Gas | 40.6486 | -74.0208 | (2499,CT02-7) | 0.47 | 82
Narrows 2-8 | J | 24243 | 22 | YES | GT | FO2 | NG | 1.9 |  |  | Narrows Generating Station | 2499 | CT02-8 | NT28 | 22 | Pipeline Natural Gas | 40.6486 | -74.0208 | (2499,CT02-8) | 0.46 | 82
Ravenswood ST 01 | J | 23533 | 400 | YES | ST | FO6 | NG | 532.744 |  |  | Ravenswood Generating Station | 2500 | 10 | 1 | 400 | Pipeline Natural Gas | 40.7592 | -73.9461 | (2500,10) | 0.68 | 82
Ravenswood ST 02 | J | 23534 | 400 | YES | ST | FO6 | NG | 601.376 |  |  | Ravenswood Generating Station | 2500 | 20 | 2 | 400 | Pipeline Natural Gas | 40.7592 | -73.9461 | (2500,20) | 0.68 | 82
Ravenswood ST 03 | J | 23535 | 1027 | YES | ST | FO6 | NG | 440.294 |  |  | Ravenswood Generating Station | 2500 | 30 | 3 | 1027.7 | Pipeline Natural Gas | 40.7592 | -73.9461 | (2500,30) | 0.68 | 82
Ravenswood 01 | J | 23729 | 18.6 |  | GT | NG |  | 0.422 |  |  | Ravenswood Generating Station | 2500 | CT0001 | GT1 | 18.6 | Pipeline Natural Gas | 40.7592 | -73.9461 | (2500,CT0001) | 0.5 | 82
Ravenswood 10 | J | 24258 | 25 | YES | JE | KER | NG | 2.356 |  |  | Ravenswood Generating Station | 2500 | CT0010 | GT10 | 25 | Pipeline Natural Gas | 40.7592 | -73.9461 | (2500,CT0010) | 0.5 | 82
Ravenswood 11 | J | 24259 | 25 | YES | JE | KER | NG | 2.49 |  |  | Ravenswood Generating Station | 2500 | CT0011 | GT11 | 25 | Pipeline Natural Gas | 40.7592 | -73.9461 | (2500,CT0011) | 0.5 | 82
Ravenswood CC 04 | J | 23820 | 250 | YES | CC | NG | FO2 | 1404.902 |  |  | Ravenswood Generating Station | 2500 | UCC001 | 4 | 250 | Pipeline Natural Gas | 40.7592 | -73.9461 | (2500,UCC001) | 0.5 | 82
59 St. GT 1 | J | 24138 | 17.1 | YES | GT | KER | NG | 0.0928 |  |  | 59th Street | 2503 | CT0001 | GT1 | 17.1 | Other Oil | 40.7713 | -73.9912 | (2503,CT0001) | 0.24 | 82
74 St. GT 1 | J | 24260 | 18.5 |  | GT | KER |  | 0.238 |  |  | 74th Street | 2504 | CT0001 | GT1 | 18.6 | Other Oil | 40.768 | -73.9515 | (2504,CT0001) | 0.22 | 82
74 St. GT 2 | J | 24261 | 18.5 |  | GT | KER |  | 0.266 |  |  | 74th Street | 2504 | CT0002 | GT2 | 18.6 | Other Oil | 40.768 | -73.9515 | (2504,CT0002) | 0.36 | 82
Barrett ST 01 | K | 23545 | 188 | YES | ST | NG | FO6 | 847.444 |  |  | E F Barrett | 2511 | 10 | ST1 | 175 | Pipeline Natural Gas | 40.6167 | -73.6479 | (2511,10) | 0.8 | 79
Barrett ST 02 | K | 23546 | 188 | YES | ST | NG | FO6 | 433.324 |  |  | E F Barrett | 2511 | 20 | ST2 | 175 | Pipeline Natural Gas | 40.6167 | -73.6479 | (2511,20) | 0.8 | 79
Barrett GT 01 | K | 23704 | 18 | YES | GT | NG | FO2 | 5.52 |  |  | E F Barrett | 2511 | U00004 | GT1 | 18 | Pipeline Natural Gas | 40.6167 | -73.6479 | (2511,U00004) | 0.8 | 79
Barrett GT 02 | K | 23705 | 18 | YES | GT | NG | FO2 | 2.373 |  |  | E F Barrett | 2511 | U00005 | GT2 | 18 | Pipeline Natural Gas | 40.6167 | -73.6479 | (2511,U00005) | 0.8 | 79
Barrett 03 | K | 23706 | 18 | YES | GT | NG | FO2 | 3.725 |  |  | E F Barrett | 2511 | U00006 | 3 | 18 | Pipeline Natural Gas | 40.6167 | -73.6479 | (2511,U00006) | 0.8 | 79
Barrett 04 | K | 23707 | 18 | YES | GT | NG | FO2 | 4.616 |  |  | E F Barrett | 2511 | U00007 | 4 | 18 | Pipeline Natural Gas | 40.6167 | -73.6479 | (2511,U00007) | 0.8 | 79
Barrett 05 | K | 23708 | 18 | YES | GT | NG | FO2 | 3.374 |  |  | E F Barrett | 2511 | U00008 | 5 | 18 | Pipeline Natural Gas | 40.6167 | -73.6479 | (2511,U00008) | 0.8 | 79
Barrett 06 | K | 23709 | 18 | YES | GT | NG | FO2 | 2.257 |  |  | E F Barrett | 2511 | U00009 | 6 | 18 | Pipeline Natural Gas | 40.6167 | -73.6479 | (2511,U00009) | 0.8 | 79
Barrett 08 | K | 23711 | 18 | YES | GT | NG | FO2 | 2.929 |  |  | E F Barrett | 2511 | U00011 | 8 | 18 | Pipeline Natural Gas | 40.6167 | -73.6479 | (2511,U00011) | 0.8 | 79
Barrett 09 | K | 23700 | 41.8 | YES | JE | NG | FO2 | 9.686 |  |  | E F Barrett | 2511 | U00012 | 9 | 41.9 | Pipeline Natural Gas | 40.6167 | -73.6479 | (2511,U00012) | 0.8 | 79
Barrett 10 | K | 23701 | 41.8 | YES | JE | NG | FO2 | 8.869 |  |  | E F Barrett | 2511 | U00014 | 10 | 41.9 | Pipeline Natural Gas | 40.6167 | -73.6479 | (2511,U00014) | 0.8 | 79
Barrett 11 | K | 23702 | 41.8 | YES | JE | NG | FO2 | 19.172 |  |  | E F Barrett | 2511 | U00016 | 11 | 41.9 | Pipeline Natural Gas | 40.6167 | -73.6479 | (2511,U00016) | 0.8 | 79
Barrett 12 | K | 23703 | 41.8 | YES | JE | NG | FO2 | 14.397 |  |  | E F Barrett | 2511 | U00018 | 12 | 41.9 | Pipeline Natural Gas | 40.6167 | -73.6479 | (2511,U00018) | 0.8 | 79
East Hampton GT 01 | K | 23717 | 21.3 |  | JE | FO2 |  | 6.48 |  |  | East Hampton Facility | 2512 | UGT001 | 1 | 21.3 | Diesel Oil | 40.9617 | -72.2103 | (2512,UGT001) | 0.5 | 80
Glenwood GT 02 | K | 23688 | 55 |  | GT | FO2 |  | 0.203 |  |  | Glenwood | 2514 | U00020 | GT2 | 55 | Diesel Oil | 40.8271 | -73.6475 | (2514,U00020) | 0.68 | 79
Glenwood GT 03 | K | 23689 | 55 |  | GT | FO2 |  | 0.573 |  |  | Glenwood | 2514 | U00021 | GT3 | 55 | Diesel Oil | 40.8271 | -73.6475 | (2514,U00021) | 0.68 | 79
Northport 1 | K | 23551 | 387 | YES | ST | NG | FO6 | 342.029 |  |  | Northport | 2516 | 1 | ST1 | 387 | Pipeline Natural Gas | 40.9236 | -73.3423 | (2516,1) | 0.8 | 80
Northport 2 | K | 23552 | 387 | YES | ST | NG | FO6 | 131.99 |  |  | Northport | 2516 | 2 | 2 | 387 | Pipeline Natural Gas | 40.9236 | -73.3423 | (2516,2) | 0.56 | 80
Northport 3 | K | 23553 | 387 | YES | ST | NG | FO6 | 289.847 |  |  | Northport | 2516 | 3 | 3 | 387 | Pipeline Natural Gas | 40.9236 | -73.3423 | (2516,3) | 0.56 | 80
Northport 4 | K | 23650 | 387 | YES | ST | NG | FO6 | 863.563 |  |  | Northport | 2516 | 4 | 4 | 387 | Pipeline Natural Gas | 40.9236 | -73.3423 | (2516,4) | 0.56 | 80
Northport GT | K | 23718 | 16 |  | GT | FO2 |  | 0.02073 |  |  | Northport | 2516 | UGT001 | GT1 | 16 | Diesel Oil | 40.9236 | -73.3423 | (2516,UGT001) | 0.8 | 80
Port Jefferson 3 | K | 23555 | 188 | YES | ST | FO6 | NG | 86.283 |  |  | Port Jefferson Energy Center | 2517 | 3 | 3 | 188 | Pipeline Natural Gas | 40.9497 | -73.0785 | (2517,3) | 0.8 | 80
Port Jefferson 4 | K | 23616 | 188 | YES | ST | FO6 | NG | 112.165 |  |  | Port Jefferson Energy Center | 2517 | 4 | 4 | 188 | Pipeline Natural Gas | 40.9497 | -73.0785 | (2517,4) | 0.8 | 80
Port Jefferson GT 01 | K | 23713 | 16 |  | GT | FO2 |  | -0.048 |  |  | Port Jefferson Energy Center | 2517 | UGT001 | GT1 | 16 | Diesel Oil | 40.9497 | -73.0785 | (2517,UGT001) | 0.8 | 80
Port Jefferson GT 02 | K | 24210 | 53 | YES | GT | NG | FO2 | 23.6767 |  |  | Port Jefferson Energy Center | 2517 | UGT002 | GT2 | 45 | Pipeline Natural Gas | 40.9497 | -73.0785 | (2517,UGT002) | 0.8 | 80
Port Jefferson GT 03 | K | 24211 | 53 | YES | GT | NG | FO2 | 19.1187 |  |  | Port Jefferson Energy Center | 2517 | UGT003 | GT3 | 45 | Pipeline Natural Gas | 40.9497 | -73.0785 | (2517,UGT003) | 0.8 | 80
West Babylon 4 | K | 23714 | 52.4 |  | GT | FO2 |  | 0.732 |  |  | West Babylon Facility | 2521 | UGT001 | 4 | 52.4 | Diesel Oil | 40.6955 | -73.3486 | (2521,UGT001) | 0.5 | 79
Greenidge 4 | C | 23583 | 112.5 |  | ST | NG | WD | 165.1992 | ( 3 ) ( D ) |  | Greenidge Generation LLC | 2527 | 6 | 4 | 105.9 | Pipeline Natural Gas | 42.6789 | -76.9483 | (2527,6) | 0.26 | 65
Cayuga 1 | C | 23584 | 155.3 |  | ST | BIT |  | 159.6817 |  |  | Cayuga Operating Company, LLC | 2535 | 1 | 1 | 155 | Coal | 42.6028 | -76.6336 | (2535,1) | 0.5 | 65
Cayuga 2 | C | 23585 | 167.2 |  | ST | BIT |  | 60.4786 |  |  | Cayuga Operating Company, LLC | 2535 | 2 | 2 | 167 | Coal | 42.6028 | -76.6336 | (2535,2) | 0.5 | 65
Bethlehem Energy Center | F | 323570 | 893.1 | YES | CC | NG | FO2 | 5303.7158 |  | Y | Bethlehem Energy Center (Albany) | 2539 | 10001 | 5 | 194 | Pipeline Natural Gas | 42.5942 | -73.7638 | (2539,10001) | 0.8 | 42
Bethlehem Energy Center | F | 323570 | 893.1 | YES | CC | NG | FO2 | 5303.7158 |  | Y | Bethlehem Energy Center (Albany) | 2539 | 10002 | 6 | 194 | Pipeline Natural Gas | 42.5942 | -73.7638 | (2539,10002) | 0.8 | 42
Bethlehem Energy Center | F | 323570 | 893.1 | YES | CC | NG | FO2 | 5303.7158 |  | Y | Bethlehem Energy Center (Albany) | 2539 | 10003 | 7 | 194 | Pipeline Natural Gas | 42.5942 | -73.7638 | (2539,10003) | 0.14 | 42
Oswego 5 | C | 23606 | 901.8 |  | ST | FO6 |  | 18.093 |  |  | Oswego Harbor Power | 2594 | 5 | ST5 | 902 | Residual Oil | 43.4586 | -76.5319 | (2594,5) | 0.8 | 50
Oswego 6 | C | 23613 | 901.8 | YES | ST | FO6 | NG | 21.58 |  |  | Oswego Harbor Power | 2594 | 6 | ST6 | 902 | Residual Oil | 43.4586 | -76.5319 | (2594,6) | 0.8 | 50
Bowline 1 | G | 23526 | 621 | YES | ST | NG | FO6 | 979.8917 |  |  | Bowline Generating Station | 2625 | 1 | 1 | 640 | Pipeline Natural Gas | 41.2044 | -73.9689 | (2625,1) | 0.5 | 77
Bowline 2 | G | 23595 | 621 | YES | ST | NG | FO6 | 226.3858 |  |  | Bowline Generating Station | 2625 | 2 | 2 | 640 | Pipeline Natural Gas | 41.2044 | -73.9689 | (2625,2) | 0.8 | 77
Hillburn GT | G | 23639 | 46.5 | YES | JE | NG | KER | 0.4284 |  |  | Hillburn | 2628 | 001 | GEN1 | 46.5 | Pipeline Natural Gas | 41.1269 | -74.1653 | (2628,001) | 0.54 | 77
Shoemaker GT | G | 23640 | 41.9 | YES | JE | NG | KER | 0.4261 |  |  | Shoemaker | 2632 | 1 | SHOE | 41.9 | Pipeline Natural Gas | 41.4278 | -74.4186 | (2632,1) | 0.8 | 77
Freeport CT 2 | K | 23818 | 60.5 |  | GT | NG | KER | 39.1633 |  |  | Freeport Power Plant No. 2 | 2679 | 5 | CT5 | 50 | Pipeline Natural Gas | 40.6447 | -73.5683 | (2679,5) | 0.2 | 79
Jamestown 7 | A | 1659 | 47.3 |  | GT | NG |  | 121.3273 |  |  | S A Carlson | 2682 | 20 | 7 | 47.3 | Pipeline Natural Gas | 42.0933 | -79.2478 | (2682,20) | 0.46 | 60
Somerset | A | 23543 | 655.1 |  | ST | BIT |  | 347.288 |  |  | Somerset Operating Company (Kintigh) | 6082 | 1 | 1 | 655.1 | Coal | 43.3589 | -78.6047 | (6082,1) | 0.48 | 56
Wading River 1 | K | 23522 | 79.5 |  | GT | FO2 |  | 1.3203 |  |  | Wading River Facility | 7146 | UGT007 | 1 | 79.5 | Diesel Oil | 40.9569 | -72.8774 | (7146,UGT007) | 0.5 | 80
Wading River 2 | K | 23547 | 79.5 |  | GT | FO2 |  | 0.948 |  |  | Wading River Facility | 7146 | UGT008 | 2 | 79.5 | Diesel Oil | 40.9569 | -72.8774 | (7146,UGT008) | 0.5 | 80
Wading River 3 | K | 23601 | 79.5 |  | GT | FO2 |  | 3.4528 |  |  | Wading River Facility | 7146 | UGT009 | 3 | 79.5 | Diesel Oil | 40.9569 | -72.8774 | (7146,UGT009) | 0.5 | 80
Shoreham 1 | K | 23715 | 52.9 |  | GT | FO2 |  | 0.485 |  |  | Wading River Facility | 7146 | UGT013 | GT1 | 52.9 | Diesel Oil | 40.9616 | -72.865 | (7146,UGT013) | 0.56 | 80
Shoreham 2 | K | 23716 | 18.6 |  | JE | FO2 |  | 0.235 |  |  | Wading River Facility | 7146 | UGT014 | GT2 | 18.6 | Diesel Oil | 40.9616 | -72.865 | (7146,UGT014) | 0.4 | 80
Flynn | K | 23794 | 170 | YES | CC | NG | FO2 | 969.2605 |  |  | Richard M Flynn (Holtsville) | 7314 | 001 | NA1 | 164 | Pipeline Natural Gas | 40.8158 | -73.064 | (7314,001) | 0.26 | 80
Glenwood GT 01 | K | 23712 | 16 |  | GT | FO2 |  | 0.007 |  |  | Glenwood Landing Energy Center | 7869 | UGT011 | GT1 | 16 | Diesel Oil | 40.8275 | -73.6478 | (7869,UGT011) | 0.68 | 79
Glenwood GT 04 | K | 24219 | 53 | YES | GT | NG | FO2 | 57.8505 |  |  | Glenwood Landing Energy Center | 7869 | UGT012 | GT4 | 45 | Pipeline Natural Gas | 40.8275 | -73.6478 | (7869,UGT012) | 0.5 | 79
Glenwood GT 05 | K | 24220 | 53 | YES | GT | NG | FO2 | 42.8418 |  |  | Glenwood Landing Energy Center | 7869 | UGT013 | GT5 | 45 | Pipeline Natural Gas | 40.8275 | -73.6478 | (7869,UGT013) | 0.32 | 79
Vernon Blvd 2 | J | 24162 | 47 |  | GT | NG |  | 30.0226 |  |  | Vernon Boulevard | 7909 | VB01 | VB01 | 47 | Pipeline Natural Gas | 40.7537 | -73.9508 | (7909,VB01) | 0.5 | 82
Vernon Blvd 3 | J | 24163 | 47 |  | GT | NG |  | 21.4235 |  |  | Vernon Boulevard | 7909 | VB02 | VB02 | 47 | Pipeline Natural Gas | 40.7537 | -73.9508 | (7909,VB02) | 0.5 | 82
Gowanus 5 | J | 24156 | 47 |  | GT | NG |  | 52.1734 |  |  | 23rd and 3rd | 7910 | 2301 | 1 | 47 | Pipeline Natural Gas | 40.6631 | -74 | (7910,2301) | 0.8 | 82
Gowanus 6 | J | 24157 | 47 |  | GT | NG |  | 37.5961 |  |  | 23rd and 3rd | 7910 | 2302 | 2 | 47 | Pipeline Natural Gas | 40.6631 | -74 | (7910,2302) | 0.26 | 82
Brentwood | K | 24164 | 47 |  | GT | NG |  | 50.2106 |  |  | Brentwood | 7912 | BW01 | 1 | 47 | Pipeline Natural Gas | 40.7871 | -73.2934 | (7912,BW01) | 0.8 | 80
Hellgate 1 | J | 24158 | 47 |  | GT | NG |  | 16.1558 |  |  | Hell Gate | 7913 | HG01 | HG01 | 47 | Pipeline Natural Gas | 40.799 | -73.9094 | (7913,HG01) | 0.54 | 82
Hellgate 2 | J | 24159 | 47 |  | GT | NG |  | 12.6929 |  |  | Hell Gate | 7913 | HG02 | HG02 | 47 | Pipeline Natural Gas | 40.799 | -73.9094 | (7913,HG02) | 0.54 | 82
Harlem River 1 | J | 24160 | 47 |  | GT | NG |  | 12.6991 |  |  | Harlem River Yard | 7914 | HR01 | HR01 | 47 | Pipeline Natural Gas | 40.7991 | -73.9156 | (7914,HR01) | 0.54 | 82
Harlem River 2 | J | 24161 | 47 |  | GT | NG |  | 10.8669 |  |  | Harlem River Yard | 7914 | HR02 | HR02 | 47 | Pipeline Natural Gas | 40.7991 | -73.9156 | (7914,HR02) | 0.54 | 82
Kent | J | 24152 | 47 |  | GT | NG |  | 39.0202 |  |  | North 1st | 7915 | NO1 | N01 | 47 | Pipeline Natural Gas | 40.7171 | -73.9664 | (7915,NO1) | 0.46 | 82
Roseton 1 | G | 23587 | 621 | YES | ST | FO6 | NG | 113.787 |  |  | Roseton Generating LLC | 8006 | 1 | 1 | 621 | Residual Oil | 41.5738 | -73.9663 | (8006,1) | 0.8 | 77
Roseton 2 | G | 23588 | 621 | YES | ST | FO6 | NG | 202.586 |  |  | Roseton Generating LLC | 8006 | 2 | 2 | 621 | Residual Oil | 41.5738 | -73.9663 | (8006,2) | 0.8 | 77
Holtsville 01 | K | 23690 | 56.7 |  | JE | FO2 |  | 0.626 |  |  | Holtsville Facility | 8007 | U00001 | 1 | 56.7 | Diesel Oil | 40.817 | -73.0663 | (8007,U00001) | 0.54 | 80
Holtsville 02 | K | 23691 | 56.7 |  | JE | FO2 |  | 0.363 |  |  | Holtsville Facility | 8007 | U00003 | 2 | 56.7 | Diesel Oil | 40.817 | -73.0663 | (8007,U00003) | 0.54 | 80
Holtsville 03 | K | 23692 | 56.7 |  | JE | FO2 |  | 0.97 |  |  | Holtsville Facility | 8007 | U00005 | 3 | 56.7 | Diesel Oil | 40.817 | -73.0663 | (8007,U00005) | 0.54 | 80
Holtsville 04 | K | 23693 | 56.7 |  | JE | FO2 |  | 2.433 |  |  | Holtsville Facility | 8007 | U00008 | 4 | 56.7 | Diesel Oil | 40.817 | -73.0663 | (8007,U00008) | 0.54 | 80
Holtsville 05 | K | 23694 | 56.7 |  | JE | FO2 |  | 0.423 |  |  | Holtsville Facility | 8007 | U00009 | 5 | 56.7 | Diesel Oil | 40.817 | -73.0663 | (8007,U00009) | 0.8 | 80
Holtsville 06 | K | 23695 | 56.7 |  | JE | FO2 |  | 3.008 |  |  | Holtsville Facility | 8007 | U00011 | 6 | 56.7 | Diesel Oil | 40.817 | -73.0663 | (8007,U00011) | 0.38 | 80
Holtsville 07 | K | 23696 | 56.7 |  | JE | FO2 |  | 0.796 |  |  | Holtsville Facility | 8007 | U00013 | 7 | 56.7 | Diesel Oil | 40.817 | -73.0663 | (8007,U00013) | 0.2 | 80
Holtsville 08 | K | 23697 | 56.7 |  | JE | FO2 |  | 1.21 |  |  | Holtsville Facility | 8007 | U00015 | 8 | 56.7 | Diesel Oil | 40.817 | -73.0663 | (8007,U00015) | 0.2 | 80
Holtsville 09 | K | 23698 | 56.7 |  | JE | FO2 |  | 0.867 |  |  | Holtsville Facility | 8007 | U00017 | 9 | 56.7 | Diesel Oil | 40.817 | -73.0663 | (8007,U00017) | 0.2 | 80
Holtsville 10 | K | 23699 | 56.7 |  | JE | FO2 |  | 2.594 |  |  | Holtsville Facility | 8007 | U00019 | 10 | 56.7 | Diesel Oil | 40.817 | -73.0663 | (8007,U00019) | 0.2 | 80
Pouch | J | 24155 | 47 |  | GT | NG |  | 45.923 |  |  | Pouch Terminal | 8053 | PT01 | PT01 | 47 | Pipeline Natural Gas | 40.6182 | -74.0685 | (8053,PT01) | 0.8 | 82
Astoria 2 | J | 24149 | 180 |  | ST | NG |  | 4.122 |  |  | Astoria Generating Station | 8906 | 20 | 2 | 200 | Pipeline Natural Gas | 40.7877 | -73.9126 | (8906,20) | 0.26 | 82
Astoria 3 | J | 23516 | 376 | YES | ST | FO6 | NG | 274.8317 |  | Y | Astoria Generating Station | 8906 | 31RH | 3 | 376.2 | Pipeline Natural Gas | 40.7877 | -73.9126 | (8906,31RH) | 0.26 | 82
Astoria 3 | J | 23516 | 376 | YES | ST | FO6 | NG | 274.8317 |  | Y | Astoria Generating Station | 8906 | 32SH | 3 | 376.2 | Pipeline Natural Gas | 40.7877 | -73.9126 | (8906,32SH) | 0.8 | 82
Astoria 5 | J | 23518 | 387 | YES | ST | FO6 | NG | 500.7052 |  | Y | Astoria Generating Station | 8906 | 51RH | ST5 | 387.2 | Pipeline Natural Gas | 40.7877 | -73.9126 | (8906,51RH) | 0.8 | 82
Astoria 5 | J | 23518 | 387 | YES | ST | FO6 | NG | 500.7052 |  | Y | Astoria Generating Station | 8906 | 52SH | ST5 | 387.2 | Pipeline Natural Gas | 40.7877 | -73.9126 | (8906,52SH) | 0.8 | 82
Astoria GT 01 | J | 23523 | 16 |  | GT | NG |  | 0.71135 |  |  | Astoria Generating Station | 8906 | CT0001 | 1 | 15 | Pipeline Natural Gas | 40.7877 | -73.9126 | (8906,CT0001) | 0.8 | 82
Castleton Energy Center | F | 23900 | 72 | YES | CC | NG | FO2 | 158.1116 |  |  | Castleton Power, LLC | 10190 | 1 | GEN1 | 72 | Pipeline Natural Gas | 42.5375 | -73.7433 | (10190,1) | 0.5 | 42
Beaver Falls | E | 23983 | 107.8 | YES | CC | NG | FO2 | 5.7143 |  |  | Beaver Falls, LLC | 10617 | 1 | GEN1 | 107.8 | Pipeline Natural Gas | 43.8861 | -75.4342 | (10617,1) | 0.8 | 47
Allegany | B | 23514 | 67 |  | CC | NG |  | 33.141 |  |  | Allegany Station No. 133 | 10619 | 00001 | 1 | 67 | Pipeline Natural Gas | 42.5027 | -78.0686 | (10619,00001) | 0.28 | 62
Carthage Energy | E | 23857 | 62.9 | YES | CC | NG | FO2 | 4.9009 |  |  | Carthage Energy | 10620 | 1 | GEN1 | 63 | Pipeline Natural Gas | 43.9842 | -75.6225 | (10620,1) | 0.5 | 47
Syracuse | C | 23985 | 102.7 | YES | CC | NG | FO2 | 20.5675 |  |  | Syracuse, LLC | 10621 | 1 | GEN1 | 148.4 | Pipeline Natural Gas | 43.0664 | -76.2144 | (10621,1) | 0.5 | 51
Selkirk-I | F | 23801 | 107.2 | YES | CC | NG | FO2 | 28.666 |  |  | Selkirk Cogen Partners | 10725 | CTG101 | GEN1 | 107.2 | Pipeline Natural Gas | 42.5744 | -73.8592 | (10725,CTG101) | 0.8 | 42
Selkirk-II | F | 23799 | 338.8 | YES | CC | NG | FO2 | 200.4382 |  | Y | Selkirk Cogen Partners | 10725 | CTG201 | GEN5 | 169.4 | Pipeline Natural Gas | 42.5744 | -73.8592 | (10725,CTG201) | 0.8 | 42
Selkirk-II | F | 23799 | 338.8 | YES | CC | NG | FO2 | 200.4382 |  | Y | Selkirk Cogen Partners | 10725 | CTG301 | GEN5 | 169.7 | Pipeline Natural Gas | 42.5744 | -73.8592 | (10725,CTG301) | 0.5 | 42
Linden Cogen | J | 23786 | 800 | YES | CC | NG | BUT | 3967.9671 | NJ | Y | Linden Cogeneration Facility | 50006 | 4001 | GTG6 | 314.8 | Pipeline Natural Gas | 40.6322 | -74.2156 | (50006,4001) | 0.34 | 81
Linden Cogen | J | 23786 | 800 | YES | CC | NG | BUT | 3967.9671 | NJ | Y | Linden Cogeneration Facility | 50006 | 5001 | GTG1 | 230.8 | Pipeline Natural Gas | 40.6322 | -74.2156 | (50006,5001) | 0.34 | 81
Linden Cogen | J | 23786 | 800 | YES | CC | NG | BUT | 3967.9671 | NJ | Y | Linden Cogeneration Facility | 50006 | 6001 | GTG2 | 230.8 | Pipeline Natural Gas | 40.6322 | -74.2156 | (50006,6001) | 0.8 | 81
Linden Cogen | J | 23786 | 800 | YES | CC | NG | BUT | 3967.9671 | NJ | Y | Linden Cogeneration Facility | 50006 | 7001 | GTG3 | 230.8 | Pipeline Natural Gas | 40.6322 | -74.2156 | (50006,7001) | 0.32 | 81
Linden Cogen | J | 23786 | 800 | YES | CC | NG | BUT | 3967.9671 | NJ | Y | Linden Cogeneration Facility | 50006 | 8001 | GTG4 | 230.8 | Pipeline Natural Gas | 40.6322 | -74.2156 | (50006,8001) | 0.5 | 81
Linden Cogen | J | 23786 | 800 | YES | CC | NG | BUT | 3967.9671 | NJ | Y | Linden Cogeneration Facility | 50006 | 9001 | GTG5 | 230.8 | Pipeline Natural Gas | 40.6322 | -74.2156 | (50006,9001) | 0.5 | 81
Bethpage | K | 23823 | 83.6 |  | CC | NG |  | 291.864 |  | Y | Bethpage Energy Center | 50292 | GT1 | GEN1 | 49.9 | Pipeline Natural Gas | 40.7469 | -73.4994 | (50292,GT1) | 0.2 | 79
Bethpage | K | 23823 | 83.6 |  | CC | NG |  | 291.864 |  | Y | Bethpage Energy Center | 50292 | GT2 | GEN2 | 49.9 | Pipeline Natural Gas | 40.7469 | -73.4994 | (50292,GT2) | 0.14 | 79
Bethpage GT4 | K | 323586 | 60 |  | GT | NG |  | 144.609 |  |  | Bethpage Energy Center | 50292 | GT3 | GEN5 | 60 | Pipeline Natural Gas | 40.7469 | -73.4994 | (50292,GT3) | 0.72 | 79
Bethpage 3 | K | 323564 | 96 |  | CC | NG |  | 169.123 |  |  | Bethpage Energy Center | 50292 | GT4 | GEN6 | 96 | Pipeline Natural Gas | 40.7469 | -73.4994 | (50292,GT4) | 0.2 | 79
Indeck-Silver Springs | C | 23768 | 56.6 | YES | CC | NG | FO2 | 54.5746 |  |  | Indeck-Silver Springs Energy Center | 50449 | 1 | GEN1 | 56.7 | Pipeline Natural Gas | 42.6544 | -78.0772 | (50449,1) | 0.5 | 65
Indeck-Oswego | C | 23783 | 57.4 | YES | CC | NG | FO2 | 55.8175 |  |  | Indeck-Oswego Energy Center | 50450 | 1 | GEN1 | 57.6 | Pipeline Natural Gas | 43.4717 | -76.4935 | (50450,1) | 0.74 | 50
Indeck-Yerkes | A | 23781 | 59.9 | YES | CC | NG | FO2 | 48.7513 |  |  | Indeck-Yerkes Energy Center | 50451 | 1 | GEN1 | 60.1 | Pipeline Natural Gas | 42.9671 | -78.9182 | (50451,1) | 0.76 | 57
Indeck-Corinth | F | 23802 | 147 | YES | CC | NG | FO2 | 665.264 |  |  | Indeck-Corinth Energy Center | 50458 | 1 | GEN1 | 147 | Pipeline Natural Gas | 43.25 | -73.8125 | (50458,1) | 0.3 | 42
Sterling | E | 23777 | 65.3 |  | CC | NG |  | 12.9431 |  |  | Sterling Power Plant | 50744 | 00001 | GEN1 | 64.2 | Pipeline Natural Gas | 43.0803 | -75.601 | (50744,00001) | 0.48 | 45
Carr St.-E. Syr | C | 24060 | 122.6 | YES | CC | NG | FO2 | 85.9993 |  | Y | Carr Street Generating Station | 50978 | A | GEN1 | 48.8 | Pipeline Natural Gas | 43.0613 | -76.0824 | (50978,A) | 0.66 | 51
Carr St.-E. Syr | C | 24060 | 122.6 | YES | CC | NG | FO2 | 85.9993 |  | Y | Carr Street Generating Station | 50978 | B | GEN2 | 48.8 | Pipeline Natural Gas | 43.0613 | -76.0824 | (50978,B) | 0.64 | 51
Nassau Energy Corp. | K | 323695 | 55 | YES | CC | NG | FO2 | 334.213 |  |  | Nassau Energy Corporation | 52056 | 00004 | GT1 | 56 | Pipeline Natural Gas | 40.7264 | -73.5892 | (52056,00004) | 0.46 | 79
Rensselaer | F | 23796 | 96.9 | YES | CC | NG | FO2 | 6.1413 |  |  | Rensselaer Cogen | 54034 | 1GTDBS | GEN1 | 103.9 | Pipeline Natural Gas | 42.6253 | -73.75 | (54034,1GTDBS) | 0.6 | 42
Lockport | A | 23791 | 221.3 | YES | CC | NG | FO2 | 147.6018 |  | Y | Lockport | 54041 | 011854 | GEN1 | 51 | Pipeline Natural Gas | 43.1619 | -78.745 | (54041,011854) | 0.5 | 56
Lockport | A | 23791 | 221.3 | YES | CC | NG | FO2 | 147.6018 |  | Y | Lockport | 54041 | 011855 | GEN2 | 51 | Pipeline Natural Gas | 43.1619 | -78.745 | (54041,011855) | 0.5 | 56
Lockport | A | 23791 | 221.3 | YES | CC | NG | FO2 | 147.6018 |  | Y | Lockport | 54041 | 011856 | GEN3 | 51 | Pipeline Natural Gas | 43.1619 | -78.745 | (54041,011856) | 0.7 | 56
Indeck-Olean | A | 23982 | 90.6 | YES | CC | NG | FO2 | 83.1057 |  |  | Indeck-Olean Energy Center | 54076 | 1 | GEN1 | 90.7 | Pipeline Natural Gas | 42.0859 | -78.4543 | (54076,1) | 0.56 | 61
KIAC_JFK_GT1 | J | 23816 | 60.6 | YES | CC | NG | FO2 | 578.8973 | ( G ) |  | KIAC Cogeneration | 54114 | GT1 | GEN1 | 74.1 | Pipeline Natural Gas | 40.6417 | -73.7778 | (54114,GT1) | 0.46 | 82
KIAC_JFK_GT2 | J | 23817 | 60.6 | YES | CC | NG | FO2 |  |  |  | KIAC Cogeneration | 54114 | GT2 | GEN2 | 74.1 | Pipeline Natural Gas | 40.6417 | -73.7778 | (54114,GT2) | 0.46 | 82
Fortistar - N.Tonawanda | A | 24026 | 68.5 | YES | CC | NG | FO2 | 11.1659 |  |  | Fortistar North Tonawanda Inc | 54131 | NTCT1 | GEN1 | 55.3 | Pipeline Natural Gas | 43.0483 | -78.8539 | (54131,NTCT1) | 0.46 | 57
Stony Brook | K | 24151 | 47 | YES | GT | NG | FO2 | 85.9916 | ( 2 ) ( E ) |  | Nissequogue Energy Center | 54149 | 1 | GEN1 | 42 | Pipeline Natural Gas | 40.9168 | -73.1291 | (54149,1) | 0.5 | 80
Independence | C | 23970 | 1254 |  | CC | NG |  | 4298.002 |  | Y | Independence | 54547 | 1 | 1 | 373.7 | Pipeline Natural Gas | 43.495 | -76.4511 | (54547,1) | 0.5 | 50
Independence | C | 23970 | 1254 |  | CC | NG |  | 4298.002 |  | Y | Independence | 54547 | 2 | 2 | 373.7 | Pipeline Natural Gas | 43.495 | -76.4511 | (54547,2) | 0.5 | 50
Independence | C | 23970 | 1254 |  | CC | NG |  | 4298.002 |  | Y | Independence | 54547 | 3 | 3 | 373.7 | Pipeline Natural Gas | 43.495 | -76.4511 | (54547,3) | 0.46 | 50
Independence | C | 23970 | 1254 |  | CC | NG |  | 4298.002 |  | Y | Independence | 54547 | 4 | 4 | 373.7 | Pipeline Natural Gas | 43.495 | -76.4511 | (54547,4) | 0.46 | 50
Saranac Energy | D | 23793 | 285.6 |  | CC | NG |  | 61.02 |  | Y | Saranac Power Partners, LP | 54574 | 00001 | GEN1 | 190.4 | Pipeline Natural Gas | 44.7132 | -73.4557 | (54574,00001) | 0.78 | 48
Saranac Energy | D | 23793 | 285.6 |  | CC | NG |  | 61.02 |  | Y | Saranac Power Partners, LP | 54574 | 00002 | GEN2 | 190.4 | Pipeline Natural Gas | 44.7132 | -73.4557 | (54574,00002) | 0.78 | 48
Massena | D | 23902 | 102.1 | YES | CC | NG | FO2 | 4.978 |  |  | Massena Energy Facility | 54592 | 001 | GEN1 | 66.6 | Pipeline Natural Gas | 44.9503 | -74.8928 | (54592,001) | 0.24 | 48
Batavia | B | 24024 | 67.3 |  | CC | NG |  | 20.2012 |  |  | Batavia Energy | 54593 | 1 | GEN1 | 47.7 | Pipeline Natural Gas | 42.9828 | -78.1592 | (54593,1) | 0.8 | 62
Brooklyn Navy Yard | J | 23515 | 322 | YES | CC | NG | FO2 | 1904.128 |  | Y | Brooklyn Navy Yard Cogeneration | 54914 | 1 | 01 | 128 | Pipeline Natural Gas | 40.6994 | -73.9764 | (54914,1) | 0.8 | 82
Brooklyn Navy Yard | J | 23515 | 322 | YES | CC | NG | FO2 | 1904.128 |  | Y | Brooklyn Navy Yard Cogeneration | 54914 | 2 | 02 | 128 | Pipeline Natural Gas | 40.6994 | -73.9764 | (54914,2) | 0.2 | 82
Astoria GT 2-1 | J | 24094 | 46.5 | YES | JE | KER | NG | 3.244 |  |  | Astoria Gas Turbine Power | 55243 | CT2-1A | 2-1 | 40 | Pipeline Natural Gas | 40.787 | -73.9048 | (55243,CT2-1A) | 0.8 | 82
Astoria GT 2-2 | J | 24095 | 46.5 | YES | JE | KER | NG | 1.881 |  |  | Astoria Gas Turbine Power | 55243 | CT2-2A | 2-2 | 40 | Pipeline Natural Gas | 40.787 | -73.9048 | (55243,CT2-2A) | 0.8 | 82
Astoria GT 2-3 | J | 24096 | 46.5 | YES | JE | KER | NG | 2.989 |  |  | Astoria Gas Turbine Power | 55243 | CT2-3A | 2-3 | 40 | Pipeline Natural Gas | 40.787 | -73.9048 | (55243,CT2-3A) | 0.8 | 82
Astoria GT 2-4 | J | 24097 | 46.5 | YES | JE | KER | NG | 2.271 |  |  | Astoria Gas Turbine Power | 55243 | CT2-4A | 2-4 | 40 | Pipeline Natural Gas | 40.787 | -73.9048 | (55243,CT2-4A) | 0.8 | 82
Astoria GT 3-1 | J | 24098 | 46.5 | YES | JE | KER | NG | 1.92 |  |  | Astoria Gas Turbine Power | 55243 | CT3-1A | 3-1 | 40 | Pipeline Natural Gas | 40.787 | -73.9048 | (55243,CT3-1A) | 0.8 | 82
Astoria GT 3-2 | J | 24099 | 46.5 | YES | JE | KER | NG | 2.849 |  |  | Astoria Gas Turbine Power | 55243 | CT3-2A | 3-2 | 40 | Pipeline Natural Gas | 40.787 | -73.9048 | (55243,CT3-2A) | 0.8 | 82
Astoria GT 3-3 | J | 24100 | 46.5 | YES | JE | KER | NG | 2.238 |  |  | Astoria Gas Turbine Power | 55243 | CT3-3A | 3-3 | 40 | Pipeline Natural Gas | 40.787 | -73.9048 | (55243,CT3-3A) | 0.8 | 82
Astoria GT 3-4 | J | 24101 | 46.5 | YES | JE | KER | NG | 3.488 |  |  | Astoria Gas Turbine Power | 55243 | CT3-4A | 3-4 | 40 | Pipeline Natural Gas | 40.787 | -73.9048 | (55243,CT3-4A) | 0.8 | 82
Astoria GT 4-1 | J | 24102 | 46.5 | YES | JE | KER | NG | 1.582 |  |  | Astoria Gas Turbine Power | 55243 | CT4-1A | 4-1 | 40 | Pipeline Natural Gas | 40.787 | -73.9048 | (55243,CT4-1A) | 0.8 | 82
Astoria GT 4-2 | J | 24103 | 46.5 | YES | JE | KER | NG | 1.786 |  |  | Astoria Gas Turbine Power | 55243 | CT4-2A | 4-2 | 40 | Pipeline Natural Gas | 40.787 | -73.9048 | (55243,CT4-2A) | 0.8 | 82
Astoria GT 4-3 | J | 24104 | 46.5 | YES | JE | KER | NG | 3.715 |  |  | Astoria Gas Turbine Power | 55243 | CT4-3A | 4-3 | 40 | Pipeline Natural Gas | 40.787 | -73.9048 | (55243,CT4-3A) | 0.8 | 82
Astoria GT 4-4 | J | 24105 | 46.5 | YES | JE | KER | NG | 1.497 |  |  | Astoria Gas Turbine Power | 55243 | CT4-4A | 4-4 | 40 | Pipeline Natural Gas | 40.787 | -73.9048 | (55243,CT4-4A) | 0.8 | 82
Astoria East Energy - CC1 | J | 323581 | 320 | YES | CC | NG | FO2 | 3251.76 | ( G ) |  | Astoria Energy | 55375 | CT1 | CT1 | 350 | Pipeline Natural Gas | 40.7825 | -73.8964 | (55375,CT1) | 0.8 | 82
Astoria East Energy - CC2 | J | 323582 | 320 | YES | CC | NG | FO2 |  |  |  | Astoria Energy | 55375 | CT2 | CT2 | 350 | Pipeline Natural Gas | 40.7825 | -73.8964 | (55375,CT2) | 0.8 | 82
Astoria Energy 2 - CC3 | J | 323677 | 330 | YES | CC | NG | FO2 | 2568.84 | ( G ) |  | Astoria Energy | 55375 | CT3 | CT3 | 350 | Pipeline Natural Gas | 40.7813 | -73.8966 | (55375,CT3) | 0.8 | 82
Astoria Energy 2 - CC4 | J | 323678 | 330 | YES | CC | NG | FO2 |  |  |  | Astoria Energy | 55375 | CT4 | CT4 | 350 | Pipeline Natural Gas | 40.7813 | -73.8966 | (55375,CT4) | 0.8 | 82
Athens 1 | F | 23668 | 441 | YES | CC | NG | FO2 | 1697.8407 |  |  | Athens Generating Company | 55405 | 1 | CT1 | 441 | Pipeline Natural Gas | 42.2728 | -73.8492 | (55405,1) | 0.8 | 42
Athens 2 | F | 23670 | 441 | YES | CC | NG | FO2 | 1045.5593 |  |  | Athens Generating Company | 55405 | 2 | CT2 | 441 | Pipeline Natural Gas | 42.2728 | -73.8492 | (55405,2) | 0.8 | 42
Athens 3 | F | 23677 | 441 | YES | CC | NG | FO2 | 1147.4236 |  |  | Athens Generating Company | 55405 | 3 | CT3 | 441 | Pipeline Natural Gas | 42.2728 | -73.8492 | (55405,3) | 0.8 | 42
Binghamton | C | 23790 | 47.7 | YES | CC | NG | KER | 3.8051 | ( 1 ) ( R ) |  | Binghamton Cogen Plant | 55600 | 1 | 1 | 47 | Pipeline Natural Gas | 42.1072 | -75.9278 | (55600,1) | 0.72 | 71
Far Rockaway GT1 | K | 24212 | 60.5 |  | JE | NG |  | 99.5747 |  |  | Bayswater Peaking Facility | 55699 | 1 | 1 | 60.5 | Pipeline Natural Gas | 40.6107 | -73.7622 | (55699,1) | 0.26 | 79
Far Rockaway GT2 | K | 23815 | 60.5 |  | JE | KER |  | 7.3583 |  |  | Bayswater Peaking Facility | 55699 | 2 | 2 | 60.5 | Diesel Oil | 40.6107 | -73.7622 | (55699,2) | 0.26 | 79
Pilgrim GT1 | K | 24216 | 50 |  | GT | NG |  | 37.3226 |  |  | Edgewood Energy | 55786 | CT01 | CT01 | 50 | Pipeline Natural Gas | 40.7861 | -73.2931 | (55786,CT01) | 0.8 | 80
Pilgrim GT2 | K | 24217 | 50 |  | GT | NG |  | 34.8258 |  |  | Edgewood Energy | 55786 | CT02 | CT02 | 50 | Pipeline Natural Gas | 40.7861 | -73.2931 | (55786,CT02) | 0.8 | 80
Shoreham GT3 | K | 24213 | 50 |  | GT | FO2 |  | 2.4531 |  |  | Shoreham Energy | 55787 | CT01 | CT01 | 50 | Diesel Oil | 40.9571 | -72.8659 | (55787,CT01) | 0.4 | 80
Shoreham GT4 | K | 24214 | 50 |  | GT | FO2 |  | 2.0427 |  |  | Shoreham Energy | 55787 | CT02 | CT02 | 50 | Diesel Oil | 40.9571 | -72.8659 | (55787,CT02) | 0.6 | 80
Greenport GT1 | K | 23814 | 54 |  | JE | FO2 |  | 8.8024 |  |  | Hawkeye Energy Greenport, LLC | 55969 | U-01 | U-01 | 54 | Diesel Oil | 41.106 | -72.3762 | (55969,U-01) | 0.54 | 80
Freeport CT 1 | K | 23764 | 60 | YES | GT | NG | FO2 | 85.6943 |  |  | Equus Power I | 56032 | 0001 | 1 | 60 | Pipeline Natural Gas | 40.6439 | -73.5683 | (56032,0001) | 0.2 | 79
Pinelawn Power 1 | K | 323563 | 82 | YES | CC | NG | KER | 126.0536 |  |  | Pinelawn Power | 56188 | 00001 | CTG | 82 | Pipeline Natural Gas | 40.7366 | -73.3884 | (56188,00001) | 0.8 | 79
Astoria CC 1 | J | 323568 | 288 | YES | CC | NG | FO2 | 2242.2893 | ( G ) |  | Poletti 500 MW CC | 56196 | CTG7A | CA01 | 358 | Pipeline Natural Gas | 40.7889 | -73.9069 | (56196,CTG7A) | 0.8 | 82
Astoria CC 2 | J | 323569 | 288 | YES | CC | NG | FO2 |  |  |  | Poletti 500 MW CC | 56196 | CTG7B | CA01 | 358 | Pipeline Natural Gas | 40.7889 | -73.9069 | (56196,CTG7B) | 0.8 | 82
Caithness_CC_1 | K | 323624 | 375 | YES | CC | NG | FO2 | 2415.1582 |  |  | Caithness Long Island Energy Center | 56234 | 0001 | CT01 | 348.9 | Pipeline Natural Gas | 40.8142 | -72.9403 | (56234,0001) | 0.22 | 80
EMPIRE_CC_1 | F | 323656 | 335 | YES | CC | NG | FO2 | 1214.946 |  |  | Empire Generating Co, LLC | 56259 | CT-1 | CT11 | 333 | Pipeline Natural Gas | 42.6252 | -73.75 | (56259,CT-1) | 0.62 | 42
EMPIRE_CC_2 | F | 323658 | 335 | YES | CC | NG | FO2 | 1142.365 |  |  | Empire Generating Co, LLC | 56259 | CT-2 | CT12 | 333 | Pipeline Natural Gas | 42.6252 | -73.75 | (56259,CT-2) | 0.26 | 42
Bayonne EC CTG1 | J | 323682 | 64 | YES | JE | NG | KER | 71.088 | NJ |  | Bayonne Energy Center | 56964 | GT1 | GT1 | 64 | Pipeline Natural Gas | 40.6528 | -74.0915 | (56964,GT1) | 0.8 | 81
Bayonne EC CTG2 | J | 323683 | 64 | YES | JE | NG | KER | 81.652 | NJ |  | Bayonne Energy Center | 56964 | GT2 | GT2 | 64 | Pipeline Natural Gas | 40.6528 | -74.0915 | (56964,GT2) | 0.8 | 81
Bayonne EC CTG3 | J | 323684 | 64 | YES | JE | NG | KER | 76.118 | NJ |  | Bayonne Energy Center | 56964 | GT3 | GT3 | 64 | Pipeline Natural Gas | 40.6528 | -74.0915 | (56964,GT3) | 0.8 | 81
Bayonne EC CTG4 | J | 323685 | 64 | YES | JE | NG | KER | 67.921 | NJ |  | Bayonne Energy Center | 56964 | GT4 | GT4 | 64 | Pipeline Natural Gas | 40.6528 | -74.0915 | (56964,GT4) | 0.8 | 81
Bayonne EC CTG5 | J | 323686 | 64 | YES | JE | NG | KER | 89.648 | NJ |  | Bayonne Energy Center | 56964 | GT5 | GT5 | 64 | Pipeline Natural Gas | 40.6528 | -74.0915 | (56964,GT5) | 0.8 | 81
Bayonne EC CTG6 | J | 323687 | 64 | YES | JE | NG | KER | 72.827 | NJ |  | Bayonne Energy Center | 56964 | GT6 | GT6 | 64 | Pipeline Natural Gas | 40.6528 | -74.0915 | (56964,GT6) | 0.8 | 81
Bayonne EC CTG7 | J | 323688 | 64 | YES | JE | NG | KER | 83.817 | NJ |  | Bayonne Energy Center | 56964 | GT7 | GT7 | 64 | Pipeline Natural Gas | 40.6528 | -74.0915 | (56964,GT7) | 0.8 | 81
Bayonne EC CTG8 | J | 323689 | 64 | YES | JE | NG | KER | 82.727 | NJ |  | Bayonne Energy Center | 56964 | GT8 | GT8 | 64 | Pipeline Natural Gas | 40.6528 | -74.0915 | (56964,GT8) | 0.8 | 81

## unmatched
Line Ref No. | Owner, Operator and/or Billing Organization | Station Unit | Zone | PTID | Town | Cnty | St | In-Service (YYYY-MM-DD) | Name Plate Rating (MW) | 2018 CRIS Summer (MW) | 2018 CRIS Winter (MW) | 2018 Capability Summer (MW) | 2018 Capability Winter (MW) | Dual Fuel | Unit Type | Fuel Type Primary | Fuel Type Secondary | 2017 Net Energy (GWh) | Note | Combinned | CAMD_Facility_Name | CAMD_Plant_ID | CAMD_Unit_ID | CAMD_Generator_ID | CAMD_Nameplate_Capacity | CAMD_Fuel_Type | EIA_Plant_Name | EIA_Plant_ID | EIA_Generator_ID | EIA_Nameplate_Capacity | EIA_Boiler_ID | EIA_Unit_Type | EIA_Fuel_Type | EIA_Latitude | EIA_Longitude
R1483 | New York State Elec. & Gas Corp. | AA Dairy | C | 5013 | Ithaca | 109 | 36 | 1998-06-01 | 0.1 | 0 | 0 | 0 | 0 |  | IC | MTE
R1001 | Albany Energy LLC | Albany LFGE | F | 323615 | Albany | 001 | 36 | 1998-05-01 | 5.6 | 4.5 | 4.5 | 5.6 | 5.6 |  | IC | MTE |  | 26.4114
R1533 | Niagara Mohawk Power Corp. | Allied Frozen Storage | A | 23774 | Cheektowaga | 029 | 36 | 2008-05-01 | 0.1 | 0 | 0 | 0 | 0 |  | IC | NG |  | 0.014
R1490 | New York State Elec. & Gas Corp. | Auburn - State St. | C | 24147 | Auburn | 011 | 36 | 1995-01-01 | 7.4 | 5.8 | 8.2 | 3.7 | 7.3 |  | GT | NG |  | 0.101
R1353 | Innovative Energy Systems, Inc. | Auburn LFG | C | 323710 | Auburn | 011 | 36 | 2010-01-01 | 2.1 | 0 | 0 | 0 | 0 |  | IC | MTE |  | 0 | ( 8 ) ( R )
R1366 | Long Island Power Authority | Babylon (RR) | K | 323704 | Babylon | 103 | 36 | 1989-04-01 | 17 | 15.5 | 15.5 | 14.8 | 14.7 |  | ST | REF |  | 114.814
R1697 | Stephentown Spindle LLC | Beacon LESR | F | 323632 | Stephentown | 083 | 36 | 2010-11-29 | 20 | 0 | 0 | 0 | 0 |  | ES | FW
R1111 | Consolidated Edison Energy, Inc. | Broome 2 LFGE | C | 323671 | Binghamton | 007 | 36 | 2013-01-31 | 2.1 | 2 | 2 | 2 | 2 |  | IC | MTE |  | 17.7299
R1491 | New York State Elec. & Gas Corp. | Broome LFGE | C | 323600 | Binghamton | 007 | 36 | 2007-09-01 | 2.4 | 2.1 | 2.1 | 2.1 | 2.1 |  | IC | MTE |  | 9.5865
R1542 | Niagara Mohawk Power Corp. | Burrstone EC, LLC LU | E | 23633 | Utica | 065 | 36 | 2009-11-01 | 1.1 | 0 | 0 | 0 | 0 |  | IC | NG |  | 1.045
R1543 | Niagara Mohawk Power Corp. | Burrstone EC, LLC U | E | 23633 | Utica | 065 | 36 | 2009-11-01 | 2.2 | 0 | 0 | 0 | 0 |  | IC | NG |  | 0.217
R1552 | Niagara Mohawk Power Corp. | Cal Ban Power | A | 23774 | Allegany | 003 | 36 | 1995-06-01 | 0.1 | 0 | 0 | 0 | 0 |  | IC | NG
R1083 | Cayuga Operating Company, LLC | Cayuga IC 1 | C | 23629 | Lansing | 109 | 36 | 1967-08-01 | 2.8 | 0 | 0 | 0 | 0 |  | IC | FO2
R1084 | Cayuga Operating Company, LLC | Cayuga IC 2 | C | 23629 | Lansing | 109 | 36 | 1967-08-01 | 2.8 | 0 | 0 | 0 | 0 |  | IC | FO2
R1313 | Exelon Generation Company, LLC | Chaffee | A | 323603 | Chaffee | 029 | 36 | 2007-08-09 | 6.4 | 6.4 | 6.4 | 6.4 | 6.4 |  | IC | MTE |  | 50.7262
R1671 | Rockville Centre, Village of | Charles P Keller 07 | K | 1661 | Rockville Centre | 059 | 36 | 1942-09-01 | 2 | 2 | 2 | 1.9 | 1.9 |  | IC | FO2 |  | 0.005
R1672 | Rockville Centre, Village of | Charles P Keller 08 | K | 1661 | Rockville Centre | 059 | 36 | 1950-09-01 | 2.4 | 2.8 | 2.8 | 0 | 0 |  | IC | FO2 |  | 0 | ( 9 ) ( R )
R1673 | Rockville Centre, Village of | Charles P Keller 09 | K | 1661 | Rockville Centre | 059 | 36 | 1954-09-01 | 3.5 | 3.3 | 3.3 | 3.4 | 3.4 | YES | IC | FO2 | NG | 0.093
R1674 | Rockville Centre, Village of | Charles P Keller 10 | K | 1661 | Rockville Centre | 059 | 36 | 1954-09-01 | 3.5 | 3.2 | 3.2 | 3.4 | 3.4 | YES | IC | FO2 | NG | 0.2671
R1675 | Rockville Centre, Village of | Charles P Keller 11 | K | 1661 | Rockville Centre | 059 | 36 | 1962-09-01 | 5.2 | 5.2 | 5.2 | 5 | 5 | YES | IC | FO2 | NG | 0.238
R1676 | Rockville Centre, Village of | Charles P Keller 12 | K | 1661 | Rockville Centre | 059 | 36 | 1967-09-01 | 5.5 | 5.5 | 5.5 | 5.3 | 5.3 | YES | IC | FO2 | NG | 0.018
R1677 | Rockville Centre, Village of | Charles P Keller 13 | K | 1661 | Rockville Centre | 059 | 36 | 1974-09-01 | 5.5 | 5.6 | 5.6 | 5.3 | 5.3 | YES | IC | FO2 | NG | 0.24
R1678 | Rockville Centre, Village of | Charles P Keller 14 | K | 1661 | Rockville Centre | 059 | 36 | 1994-09-01 | 6.2 | 6.3 | 6.3 | 5.9 | 5.9 | YES | IC | FO2 | NG | 0.917
R1354 | Innovative Energy Systems, Inc. | Chautauqua LFGE | A | 323629 | Jamestown | 013 | 36 | 2010-02-12 | 9.6 | 0 | 0 | 0 | 0 |  | IC | MTE |  | 42.6382
R1355 | Innovative Energy Systems, Inc. | Clinton LFGE | D | 323618 | Morrisonville | 019 | 36 | 2008-10-01 | 6.4 | 6.4 | 6.4 | 6.4 | 6.4 |  | IC | MTE |  | 30.8321
R1356 | Innovative Energy Systems, Inc. | Colonie LFGTE | F | 323577 | Colonie | 001 | 36 | 2006-03-01 | 6.4 | 6.4 | 6.4 | 6.4 | 6.4 |  | IC | MTE |  | 35.1628
R1085 | Central Hudson Gas & Elec. Corp. | Coxsackie GT | G | 23611 | Coxsackie | 039 | 36 | 1969-12-01 | 21.6 | 19.9 | 26 | 19.6 | 23.6 | YES | GT | KER | NG | 0.406
R1357 | Innovative Energy Systems, Inc. | DANC LFGE | E | 323619 | Watertown | 045 | 36 | 2008-09-08 | 6.4 | 6.4 | 6.4 | 6.4 | 6.4 |  | IC | MTE |  | 29.738
R1088 | Central Hudson Gas & Elec. Corp. | DCRRA | G | 23765 | Poughkeepsie | 027 | 36 | 1987-09-01 | 9.2 | 8.8 | 8.8 | 6.9 | 7 |  | ST | REF |  | 34.0786
R1382 | Long Island Power Authority | East Hampton 2 | K | 23722 | E Hampton | 103 | 36 | 1962-12-01 | 2 | 2 | 2 | 1.9667 | 2.0333 |  | IC | FO2 |  | 0.3326
R1383 | Long Island Power Authority | East Hampton 3 | K | 23722 | E Hampton | 103 | 36 | 1962-12-01 | 2 | 2 | 2 | 1.9667 | 2.0333 |  | IC | FO2 |  | 0.4057
R1384 | Long Island Power Authority | East Hampton 4 | K | 23722 | E Hampton | 103 | 36 | 1962-12-01 | 2 | 2 | 2 | 1.9667 | 2.0333 |  | IC | FO2 |  | 0.40569
R1324 | Freeport Electric | Freeport 1-2 | K | 1660 | Freeport | 059 | 36 | 1949-08-01 | 2.9 | 2 | 2 | 2.3 | 2.9596 |  | IC | FO2 |  | 0.03984
R1325 | Freeport Electric | Freeport 1-3 | K | 1660 | Freeport | 059 | 36 | 1954-08-01 | 3.1 | 2.1 | 2.1 | 2.5 | 3.1637 |  | IC | FO2 |  | 0.00622
R1326 | Freeport Electric | Freeport 1-4 | K | 1660 | Freeport | 059 | 36 | 1964-10-01 | 5.1 | 4.4 | 4.4 | 4 | 5.2048 |  | IC | FO2 |  | 0.09433
R1358 | Innovative Energy Systems, Inc. | Fulton LFGE | F | 323630 | Johnstown | 035 | 36 | 2010-06-04 | 3.2 | 0 | 0 | 0 | 0 |  | IC | MTE |  | 12.6077
R1524 | Niagara Mohawk Power Corp. | General Mills Inc | A | 23808 | Buffalo | 029 | 36 | 1988-12-01 | 3.8 | 3.8 | 5 | 0 | 0 |  | GT | NG |  | 2.7904
R1574 | Niagara Mohawk Power Corp. | Gloversville Johnstown WWT | F | 23643 | Gloversville | 035 | 36 | 2010-01-01 | 0.7 | 0 | 0 | 0 | 0 |  | IC | MTE |  | 1.364
R1462 | New York Power Authority | Greenport IC 4 | K | 1652 | Greenport | 103 | 36 | 1957-06-06 | 1.2 | 1.7 | 1.7 | 0.93529 | 1.1 |  | IC | FO2 |  | 0.002
R1463 | New York Power Authority | Greenport IC 5 | K | 1652 | Greenport | 103 | 36 | 1965-07-08 | 1.8 | 1.7 | 1.7 | 1.4029 | 1.6 |  | IC | FO2 |  | 0.002
R1464 | New York Power Authority | Greenport IC 6 | K | 1652 | Greenport | 103 | 36 | 1971-09-17 | 3.8 | 2.7 | 2.7 | 2.9618 | 2.6 |  | IC | FO2 |  | 0.006
R1494 | New York State Elec. & Gas Corp. | Harris Lake | D | 5018 | Newcomb | 031 | 36 | 1967-08-01 | 1.7 | 0 | 0 | 0 | 0 |  | IC | FO2
R1394 | Long Island Power Authority | Hempstead (RR) | K | 23647 | Hempstead | 059 | 36 | 1989-10-01 | 78.6 | 73.7 | 73.7 | 74.3 | 75.2 |  | ST | REF |  | 593.5236
R1314 | Exelon Generation Company, LLC | High Acres 1 | C | 23767 | Fairport | 117 | 36 | 1991-06-01 | 3.2 | 3.2 | 3.2 | 3.2 | 3.2 |  | IC | MTE |  | 24.28
R1315 | Exelon Generation Company, LLC | High Acres 2 | C | 23767 | Fairport | 117 | 36 | 2008-02-28 | 6.4 | 6.4 | 6.4 | 6.4 | 6.4 |  | IC | MTE |  | 48.158
R1405 | Long Island Power Authority | Huntington (RR) | K | 323705 | Huntington | 103 | 36 | 1991-12-01 | 28 | 24.7 | 24.7 | 24.3 | 24.3 |  | ST | REF |  | 193.9428
R1582 | Niagara Mohawk Power Corp. | Hydrocarbon-Algny | A | 23774 | Allegany | 003 | 36 | 1992-12-01 | 0.2 | 0 | 0 | 0 | 0 |  | IC | NG
R1359 | Innovative Energy Systems, Inc. | Hyland LFGE | B | 323620 | Angelica | 003 | 36 | 2008-09-08 | 4.8 | 4.8 | 4.8 | 4.8 | 4.8 |  | IC | MTE |  | 38.0771
R1658 | Orange and Rockland Utilities | Intl. Crossroads | G | 5056 | Mahwah NJ | 003 | 34 | 1987-12-01 | 3 | 0 | 0 | 0 | 0 | YES | IC | NG | FO2
R1406 | Long Island Power Authority | Islip (RR) | K | 323679 | Ronkonkoma | 103 | 36 | 1990-03-01 | 12.5 | 11.2 | 11.2 | 8.3 | 8.7 |  | ST | REF |  | 55.8567
R1586 | Niagara Mohawk Power Corp. | Laidlaw Energy | A | 23774 | Ellicottville | 009 | 36 | 1991-07-01 | 3.4 | 0 | 0 | 0 | 0 |  | GT | NG
R1587 | Niagara Mohawk Power Corp. | Laidlaw Energy | A | 23774 | Ellicottville | 009 | 36 | 1991-07-01 | 2.4 | 0 | 0 | 0 | 0 |  | ST | NG
R1659 | Orange and Rockland Utilities | Landfill G.Part19 | G | 5057 | Goshen | 071 | 36 | 1988-12-01 | 2.5 | 0 | 0 | 0 | 0 |  | IC | MTE
R1436 | Lyonsdale Biomass, LLC | Lyonsdale | E | 23803 | Lyonsdale | 049 | 36 | 1992-08-01 | 21.1 | 20.2 | 20.2 | 19.3 | 20.3 |  | ST | WD |  | 97.692
R1317 | Exelon Generation Company, LLC | Madison County LF | E | 323628 | Wampsville | 053 | 36 | 2010-03-01 | 1.6 | 1.6 | 1.6 | 1.6 | 1.6 |  | IC | MTE |  | 5.4189
R1660 | Orange and Rockland Utilities | Middletown LFG | G | 5058 | Goshen | 071 | 36 | 1988-12-01 | 3 | 0 | 0 | 0 | 0 |  | IC | MTE
R1318 | Exelon Generation Company, LLC | Mill Seat | B | 323607 | Riga | 055 | 36 | 2007-07-20 | 6.4 | 6.4 | 6.4 | 6.4 | 6.4 |  | IC | MTE |  | 52.4642
R1440 | Model City Energy LLC | Model City Energy | A | 24167 | Lewiston | 063 | 36 | 2001-06-01 | 5.6 | 5.6 | 5.6 | 5.6 | 5.6 |  | IC | MTE |  | 39.5608
R1441 | Modern Innovative Energy, LLC | Modern LF | A | 323580 | Lewiston | 063 | 36 | 2006-02-01 | 6.4 | 6.4 | 6.4 | 6.4 | 6.4 |  | IC | MTE |  | 21.4321
R1319 | Exelon Generation Company, LLC | Monroe Livingston | B | 24207 | Scottsville | 055 | 36 | 1988-11-01 | 2.4 | 2.4 | 2.4 | 2.4 | 2.4 |  | IC | MTE |  | 7.5846
R1595 | Niagara Mohawk Power Corp. | Nottingham High School | C | 23634 | Syracuse | 067 | 36 | 1988-06-01 | 0.2 | 0 | 0 | 0 | 0 |  | CG | NG
R1413 | Long Island Power Authority | Oceanside (LF) | K | 5008 | Oceanside | 059 | 36 | 1991-02-01 | 2.1 | 1.1 | 1.1 | 0 | 0 |  | IC | MTE
R1320 | Exelon Generation Company, LLC | Oneida-Herkimer LFGE | E | 323681 | Boonville | 065 | 36 | 2012-04-01 | 3.2 | 3.2 | 3.2 | 3.2 | 3.2 |  | IC | MTE |  | 25.747
R1528 | Niagara Mohawk Power Corp. | Onondaga County | C | 23987 | North Syracuse | 067 | 36 | 1994-12-01 | 39.5 | 32.6 | 32.6 | 0 | 0 |  | ST | REF |  | 221.7937
R1598 | Niagara Mohawk Power Corp. | Onondaga Energy Partners | C | 23634 | Onondaga | 067 | 36 | 1987-12-01 | 1.4 | 0 | 0 | 0 | 0 |  | IC | MTE |  | 0
R1683 | Seneca Energy II, LLC | Ontario LFGE | C | 23819 | Canandaigua | 069 | 36 | 2003-12-01 | 11.2 | 7.6 | 7.6 | 11.2 | 11.2 |  | IC | MTE |  | 67.2348
R1599 | Niagara Mohawk Power Corp. | Oswego County | C | 23634 | Oswego | 075 | 36 | 1986-03-01 | 3.6 | 0 | 0 | 0 | 0 |  | ST | REF |  | 4.709
R1654 | NRG Power Marketing LLC | Oswego IC 1 | C | 5052 | Oswego | 075 | 36 | 1967-08-01 | 0.7 | 0 | 0 | 0 | 0 |  | IC | FO2
R1655 | NRG Power Marketing LLC | Oswego IC 2 | C | 5053 | Oswego | 075 | 36 | 1976-02-01 | 0.8 | 0 | 0 | 0 | 0 |  | IC | FO2
R1656 | NRG Power Marketing LLC | Oswego IC 3 | C | 5054 | Oswego | 075 | 36 | 1980-07-01 | 0.8 | 0 | 0 | 0 | 0 |  | IC | FO2
R1414 | Long Island Power Authority | Oyster Bay (LF) | K | 5009 | Bethpage | 059 | 36 | 1986-07-01 | 1.3 | 0 | 0 | 0 | 0 |  | IC | MTE
R1423 | Long Island Power Authority | S Hampton 1 | K | 23720 | South Hampton | 103 | 36 | 1963-03-01 | 11.5 | 10.3 | 13.5 | 8.5 | 10.9 |  | GT | FO2 |  | 0.947
R1684 | Seneca Energy II, LLC | Seneca Energy 1 | C | 23797 | Seneca Falls | 099 | 36 | 1996-03-01 | 8.8 | 8.8 | 8.8 | 8.8 | 8.8 |  | IC | MTE |  | 121.9829 | ( G )
R1685 | Seneca Energy II, LLC | Seneca Energy 2 | C | 23797 | Seneca Falls | 099 | 36 | 1997-08-01 | 8.8 | 8.8 | 8.8 | 8.8 | 8.8 |  | IC | MTE
R1428 | Long Island Power Authority | Smithtown (LF) | K | 5010 | Smithtown | 103 | 36 | 1985-12-01 | 1.1 | 0 | 0 | 0 | 0 |  | IC | MTE
R1093 | Central Hudson Gas & Elec. Corp. | South Cairo | G | 23612 | Cairo | 039 | 36 | 1970-06-01 | 21.6 | 19.8 | 25.9 | 20.1 | 23.3 |  | GT | KER |  | 0.059
R1429 | Long Island Power Authority | South Oaks Hosp | K | 5011 | Amityville | 103 | 36 | 1990-06-01 | 1 | 0 | 0 | 0 | 0 |  | IC | NG
R1430 | Long Island Power Authority | Southold 1 | K | 23719 | Southold | 103 | 36 | 1964-08-01 | 14 | 12.3 | 16.1 | 10.2 | 12.7 |  | GT | FO2 |  | 0.14067
R1605 | Niagara Mohawk Power Corp. | St. Elizabeth Medical Center | E | 23633 | Utica | 065 | 36 | 2012-02-01 | 0.6 | 0 | 0 | 0 | 0 |  | IC | NG |  | 0.14
R1360 | Innovative Energy Systems, Inc. | Steuben County LF | C | 323667 | Bath | 101 | 36 | 2012-08-01 | 3.2 | 3.2 | 3.2 | 3.2 | 3.2 |  | IC | MTE |  | 15.5837
R1610 | Niagara Mohawk Power Corp. | Sustainable Bioelectric LLC | A | 23774 | Wheatfield | 063 | 36 | 2014-03-01 | 0.6 | 0 | 0 | 0 | 0 |  | IC | MTE |  | 0.798
R1321 | Exelon Generation Company, LLC | Synergy Biogas | B | 323694 | Wyoming | 121 | 36 | 2012-09-01 | 2 | 2 | 2 | 0 | 0 |  | IC | MTE |  | 5.004
R1616 | Niagara Mohawk Power Corp. | Tri-City JATC | F | 23643 | Latham | 001 | 36 | 2009-11-01 |  | 0 | 0 | 0 | 0 |  | IC | NG
R1618 | Niagara Mohawk Power Corp. | United States Gypsum | B | 23774 | Batavia | 037 | 36 | 2009-11-01 | 5.8 | 0 | 0 | 0 | 0 |  | CG | NG |  | 1.095
R1702 | Wheelabrator Hudson Falls, LLC | Wheelabrator Hudson Falls | F | 23798 | Hudson Falls | 115 | 36 | 1991-10-01 | 14.4 | 12.7 | 12.7 | 10.9 | 10.3 |  | ST | REF |  | 71.104
R1703 | Wheelabrator Westchester, LP | Wheelabrator Westchester | H | 23653 | Peekskill | 119 | 36 | 1984-04-01 | 59.7 | 53.5 | 53.5 | 52.6 | 51.1 |  | ST | REF |  | 394.2504
R1435 | Long Island Power Authority | Yaphank (LF) | K | 5012 | Yaphank | 103 | 36 | 1983-09-01 | 1.6 | 1.5 | 1.5 | 0 | 0 |  | IC | MTE